## Pricing
MODEL - KEY | CATEGORY | TYPE | SUPPLIER | MODEL | DESCRIPTION | 2019.07 Unit Cost | 2019.07 Discount % | 2019.07 Current Final Unit Cost | GSM | GSM COMMENTS | UPDATED BY
Enterprise 5 Engine | Software | Maint. & Support | Acunetix | Enterprise 5 Engine | 1yr MA | 35175 | 0% | 35175 | Walter F |  | Walter F
GC-AK-ACDL01 | Misc | Hardware | AKCP | GC-AK-ACDL01 | EM Door Lock - ACKL01 | 95 | 0% | 95 | Walter F |  | Sycomp
GC-AK-ACV-00 | Misc | Hardware | AKCP | GC-AK-ACV-00 | AC Voltage Sensor, allows extension with CAT5 cable, 5 feet of cable included | 125 | 10.4% | 112 | Walter F |  | Sycomp
GC-AK-AFS-00 | Misc | Hardware | AKCP | GC-AK-AFS-00 | Airflow Sensor, allows extension with CAT5 cable, 5 feet of cable included | 125 | 10.4% | 112 | Walter F |  | Sycomp
GC-AK-ESENSOR8 | Misc | Hardware | AKCP | GC-AK-ESENSOR8 | 8 Sensor Expansion Unit for SecurityProbe5E | 300 | 15% | 255 | Walter F |  | Sycomp
GC-AK-LWS-10 | Misc | Hardware | AKCP | GC-AK-LWS-10 | Locate Water Sensor with 10Ft extension locate Water sensing cable | 315 | 0% | 315 | Walter F |  | Sycomp
GC-AK-LWS-100 | Misc | Hardware | AKCP | GC-AK-LWS-100 | Locate Water Sensor - 100 ft extension locate Water sensing cable | 901 | 0% | 901 | Walter F |  | Sycomp
GC-AK-MD-00 | Misc | Hardware | AKCP | GC-AK-MD-00 | Motion Detector Sensor, allows extension with CAT5 cable, 5 feet of cable included | 125 | 15% | 106.25 | Walter F |  | Sycomp
GC-AK-RWS20 | Misc | Hardware | AKCP | GC-AK-RWS20 | Rope Water Sensor 20 Ft of Sensing Rope, 5 foot CAT5 cable included | 350 | 11.6% | 309.4 | Walter F |  | Sycomp
GC-AK-SEC5ESV | Misc | Hardware | AKCP | GC-AK-SEC5ESV | SecurityProbe 5E, Linux Operating System, 8 Sensor Ports, 2 Expansion Ports, and 4 Camera inputs | 1295 | 6.178% | 1215 | Walter F |  | Sycomp
GC-AK-SK-00 | Misc | Hardware | AKCP | GC-AK-SK-00 | Smoke Detector Sensor, allows extension with CAT5 cable, 5 feet of cable included | 125 | 4.8% | 119 | Walter F |  | Sycomp
GC-AK-SS-100 | Misc | Hardware | AKCP | GC-AK-SS-100 | Security Sensor with 100 Foot Fixed Length Cable | 195 | 15% | 165.75 | Walter F |  | Sycomp
GC-AK-SS-15 | Misc | Hardware | AKCP | GC-AK-SS-15 | Security Sensor with 15 Foot Fixed Length Cable | 75 | 10% | 67.5 | Walter F |  | Sycomp
GC-AK-STR-00 | Misc | Hardware | AKCP | GC-AK-STR-00 | Siren Strobe Light allows extension with CAT5 cable, 5 feet of cable included | 125 | 11.6% | 110.5 | Walter F |  | Sycomp
GC-AK-THS-00 | Misc | Hardware | AKCP | GC-AK-THS-00 | Temperature & Humidity Sensor, allows extenstion with CAT5 cable, 5 feet of cable included (PLEASE REMOVE CABLE BEFORE SHIPPING - NOT NEED CUSTOMER REQUEST) | 90 | 4.444% | 86 | Walter F |  | Sycomp
GC-AK-THS-01 | Misc | Hardware | AKCP | GC-AK-THS-01 | Single Port Temperature and Humidity Sensor variable length cable | 90 | 4.44% | 86.004 | Walter F |  | Sycomp
GC-AK-VC-00 | Misc | Hardware | AKCP | GC-AK-VC-00 | 4-20mA Converter Sensor, allows extension with CAT5 cable, 5 feet of cable included | 112 | 0% | 112 | Walter F |  | Sycomp
GC-AK-WS-15 | Misc | Hardware | AKCP | GC-AK-WS-15 | Water Sensor with 15 Foot Fixed Length Cable | 125 | 4.4% | 119.5 | Walter F |  | Sycomp
VF-20R5/BK | Misc | Hardware | Amazon | VF-20R5/BK | Reusable Hook & Loop Strong Grip Fastener Roll with Soft Touch Microfiber Velour 3/4" x 16' (3/4" Wide, 16 Feet Long) - Black |  |  | 19 | Walter F
ACCH Support & Maint for SDS | Services | Maint. & Support | APC | ACCH Support & Maint for SDS |  | 800 | 0% | 800 | Kirk B. |  | JA
AEFK Support & Maint for SDS | Services | Maint. & Support | APC | AEFK Support & Maint for SDS |  | 1500 | 0% | 1500 | Kirk B. |  | JA
AP8702S-WW | Power | Hardware | APC | AP8702S-WW | Power cable (6 pr kit) (250 VAC) - IC 320 N 60320 C13 - IC 320 N 60320 C14 locking - .6m | 72.19 | 48.59% | 37.11 | Kirk B. |  | JA
AP8704S-WW | Power | Hardware | APC | AP8704S-WW | Power Cord Kit (6 ea), C13 to C14, 1.2m | 117.2 | 48.59% | 60.25 | Kirk B. |  | JA
BIHY Support & Maint for SDS | Services | Maint. & Support | APC | BIHY Support & Maint for SDS |  | 1500 | 0% | 1500 | Kirk B. |  | JA
CASQ Support & Maint for SDS | Services | Maint. & Support | APC | CASQ Support & Maint for SDS |  | 800 | 0% | 800 | Kirk B. |  | JA
CASZ Support & Maint for SDS | Services | Maint. & Support | APC | CASZ Support & Maint for SDS |  | 800 | 0% | 800 | Kirk B. |  | JA
CATZ Support & Maint for SDS | Services | Maint. & Support | APC | CATZ Support & Maint for SDS |  | 800 | 0% | 800 | Kirk B. |  | JA
CMDG Support & Maint for SDS | Services | Maint. & Support | APC | CMDG Support & Maint for SDS |  | 800 | 0% | 800 | Kirk B. |  | JA
CPSZ Support & Maint for SDS | Services | Maint. & Support | APC | CPSZ Support & Maint for SDS |  | 800 | 0% | 800 | Kirk B. |  | JA
CSAT Support & Maint for SDS | Services | Maint. & Support | APC | CSAT Support & Maint for SDS |  | 1500 | 0% | 1500 | Kirk B. |  | JA
FXDT Support & Maint for SDS | Services | Maint. & Support | APC | FXDT Support & Maint for SDS |  | 1500 | 0% | 1500 | Kirk B. |  | JA
FXJD Support & Maint for SDS | Services | Maint. & Support | APC | FXJD Support & Maint for SDS |  | 4000 | 0% | 4000 | Kirk B. |  | JA
FXVY Support & Maint for SDS | Services | Maint. & Support | APC | FXVY Support & Maint for SDS |  | 800 | 0% | 800 | Kirk B. |  | JA
FXZA Support & Maint for SDS | Services | Maint. & Support | APC | FXZA Support & Maint for SDS |  | 800 | 0% | 800 | Kirk B. |  | JA
GGEC Support & Maint for SDS | Services | Maint. & Support | APC | GGEC Support & Maint for SDS |  | 1500 | 0% | 1500 | Kirk B. |  | JA
GISZ Support & Maint for SDS | Services | Maint. & Support | APC | GISZ Support & Maint for SDS |  | 800 | 0% | 800 | Kirk B. |  | JA
GTBN Support & Maint for SDS | Services | Maint. & Support | APC | GTBN Support & Maint for SDS |  | 800 | 0% | 800 | Kirk B. |  | JA
GTLY Support & Maint for SDS | Services | Maint. & Support | APC | GTLY Support & Maint for SDS |  | 800 | 0% | 800 | Kirk B. |  | JA
GTSD Support & Maint for SDS | Services | Maint. & Support | APC | GTSD Support & Maint for SDS |  | 800 | 0% | 800 | Kirk B. |  | JA
GTWF Support & Maint for SDS | Services | Maint. & Support | APC | GTWF Support & Maint for SDS |  | 800 | 0% | 800 | Kirk B. |  | JA
HPAM Support & Maint for SDS | Services | Maint. & Support | APC | HPAM Support & Maint for SDS |  | 1500 | 0% | 1500 | Kirk B. |  | JA
HPWL Support & Maint for SDS | Services | Maint. & Support | APC | HPWL Support & Maint for SDS |  | 800 | 0% | 800 | Kirk B. |  | JA
INFY Support & Maint for SDS | Services | Maint. & Support | APC | INFY Support & Maint for SDS |  | 800 | 0% | 800 | Kirk B. |  | JA
ITCZ Support & Maint for SDS | Services | Maint. & Support | APC | ITCZ Support & Maint for SDS |  | 800 | 0% | 800 | Kirk B. |  | JA
JACD Support & Maint for SDS | Services | Maint. & Support | APC | JACD Support & Maint for SDS |  | 800 | 0% | 800 | Kirk B. |  | JA
KOYQ Support & Maint for SDS | Services | Maint. & Support | APC | KOYQ Support & Maint for SDS |  | 1500 | 0% | 1500 | Kirk B. |  | JA
LELY Support & Maint for SDS | Services | Maint. & Support | APC | LELY Support & Maint for SDS |  | 1500 | 0% | 1500 | Kirk B. |  | JA
LGNJ Support & Maint for SDS | Services | Maint. & Support | APC | LGNJ Support & Maint for SDS |  | 800 | 0% | 800 | Kirk B. |  | JA
LGYB Support & Maint for SDS | Services | Maint. & Support | APC | LGYB Support & Maint for SDS |  | 800 | 0% | 800 | Kirk B. |  | JA
LGYM Support & Maint for SDS | Services | Maint. & Support | APC | LGYM Support & Maint for SDS |  | 800 | 0% | 800 | Kirk B. |  | JA
MESZ Support & Maint for SDS | Services | Maint. & Support | APC | MESZ Support & Maint for SDS |  | 800 | 0% | 800 | Kirk B. |  | JA
NCHM Support & Maint for SDS | Services | Maint. & Support | APC | NCHM Support & Maint for SDS |  | 800 | 0% | 800 | Kirk B. |  | JA
NCVP Support & Maint for SDS | Services | Maint. & Support | APC | NCVP Support & Maint for SDS |  | 800 | 0% | 800 | Kirk B. |  | JA
NSDG Support & Maint for SDS | Services | Maint. & Support | APC | NSDG Support & Maint for SDS |  | 800 | 0% | 800 | Kirk B. |  | JA
PGEG Support & Maint for SDS | Services | Maint. & Support | APC | PGEG Support & Maint for SDS |  | 1500 | 0% | 1500 | Kirk B. |  | JA
PGPDr Support & Maint for SDS | Services | Maint. & Support | APC | PGPDr Support & Maint for SDS |  | 1500 | 0% | 1500 | Kirk B. |  | JA
PMDG Support & Maint for SDS | Services | Maint. & Support | APC | PMDG Support & Maint for SDS |  | 800 | 0% | 800 | Kirk B. |  | JA
ROGZ Support & Maint for SDS | Services | Maint. & Support | APC | ROGZ Support & Maint for SDS |  | 800 | 0% | 800 | Kirk B. |  | JA
RONJ Support & Maint for SDS | Services | Maint. & Support | APC | RONJ Support & Maint for SDS |  | 800 | 0% | 800 | Kirk B. |  | JA
ROWJ Support & Maint for SDS | Services | Maint. & Support | APC | ROWJ Support & Maint for SDS |  | 800 | 0% | 800 | Kirk B. |  | JA
SASZ Support & Maint for SDS | Services | Maint. & Support | APC | SASZ Support & Maint for SDS |  | 800 | 0% | 800 | Kirk B. |  | JA
SHQT Support & Maint for SDS | Services | Maint. & Support | APC | SHQT Support & Maint for SDS |  | 800 | 0% | 800 | Kirk B. |  | JA
SMCL Support & Maint for SDS | Services | Maint. & Support | APC | SMCL Support & Maint for SDS |  | 1500 | 0% | 1500 | Kirk B. |  | JA
SPWX1 Support & Maint for SDS | Services | Maint. & Support | APC | SPWX1 Support & Maint for SDS |  | 800 | 0% | 800 | Kirk B. |  | JA
SPWX2 Support & Maint for SDS | Services | Maint. & Support | APC | SPWX2 Support & Maint for SDS |  | 800 | 0% | 800 | Kirk B. |  | JA
SPWX3 Support & Maint for SDS | Services | Maint. & Support | APC | SPWX3 Support & Maint for SDS |  | 800 | 0% | 800 | Kirk B. |  | JA
SUSG Support & Maint for SDS | Services | Maint. & Support | APC | SUSG Support & Maint for SDS |  | 800 | 0% | 800 | Kirk B. |  | JA
TPXM Support & Maint for SDS | Services | Maint. & Support | APC | TPXM Support & Maint for SDS |  | 800 | 0% | 800 | Kirk B. |  | JA
WIJK Support & Maint for SDS | Services | Maint. & Support | APC | WIJK Support & Maint for SDS |  | 800 | 0% | 800 | Kirk B. |  | JA
WIJK2 Support & Maint for SDS | Services | Maint. & Support | APC | WIJK2 Support & Maint for SDS |  | 800 | 0% | 800 | Kirk B. |  | JA
WIZS Support & Maint for SDS | Services | Maint. & Support | APC | WIZS Support & Maint for SDS |  | 800 | 0% | 800 | Kirk B. |  | JA
SOFTWARE/ MISC Support & Maint for SDS (FATP Sites) | Services | Maint. & Support | APC | SOFTWARE/ MISC Support & Maint for SDS (FATP Sites) |  | 414000 | 0% | 414000 | Kirk B. |  | Sycomp
AppDynamics | Software | Software | AppDynamics | AppDynamics | AppDynamics Trouble Shooting tools. PLACEHOLER - COST UNDER NEGOTIATION |  |  | 300000 | Nancy L | From Atif, 4/27/19. PLACEHOLDER | Walter F
MB572Z/B | Cables | Hardware | Apple | MB572Z/B | Display Port to VGA Adapters (FInished Goods: MB572Z/B) | 35 | 0% | 35 | Walter F |  | Sycomp
Z0R8 | Misc | Hardware | Apple | Z0R8 | Mac Mini 3.0Ghz Dual-Core Intel Core i7 (Turbo Boost up to 3.2GHz), 16GB 1600MHz LPDDR3 SDRAM, 1TB PCIe-based Flash Storage | 2436 | 0% | 2436 | Walter F |  | Sycomp
Z0R7 | Networking | Hardware | Apple | Z0R7 | 2.6GHz Intel Dual-Core Core i5, 16GB 1600MHz LPDDR3 | 875 | 0% | EOL, see comments | Rohit G | Replaced by Z0R8 | Sycomp
SOFTWARE/ MISC Support & Maint for SDS | Services | Maint. & Support | Aqua Data Studio License | SOFTWARE/ MISC Support & Maint for SDS |  | 500 | 0% | 500 | Walter F
10GBASE-SRL | Networking | Hardware | Arista | 10GBASE-SRL | 10G SFPs | 395 | 79% | 82.95 | Smita K |  | Sycomp
Tariff US - 10GBASE-SRL | Networking | Hardware | Arista | Tariff US - 10GBASE-SRL | 1% tariff on all Arista HW, Effective 04/01/19 |  |  | 0.8295 | Smita K | Changed tariff to 1%, Effective 04/01/19 | Sycomp
DCS-7010T-48-F | Networking | Hardware | Arista | DCS-7010T-48-F | Arista 7010T, 48x RJ45 (100/1000), 4 x SFP+ (1/10GbE) switch, front to rear air, 2x AC, 2xC13-C14 cords | 7995 | 88.1% | 951.41 | Smita K |  | Sycomp
Tariff US - DCS-7010T-48-F | Networking | Hardware | Arista | Tariff US - DCS-7010T-48-F | 1% tariff on all Arista HW, Effective 04/01/19 |  |  | 9.5141 | Smita K | Changed tariff to 1%, Effective 04/01/19 | Sycomp
DCS-7050QX-32S-R-DC | Networking | Hardware | Arista | DCS-7050QX-32S-R-DC | Arista 7050X, 32xQSFP+ & 4xSFP+ switch, rear-to-front airflow and dual DC power supplies | 31095 | 88.5% | 3575.925 | Smita K |  | Sycomp
Tariff US - DCS-7050QX-32S-R-DC | Networking | Hardware | Arista | Tariff US - DCS-7050QX-32S-R-DC | 1% tariff on all Arista HW, Effective 04/01/19 |  |  | 35.7592 | Smita K | Changed tariff to 1%, Effective 04/01/19 | Sycomp
DCS-7050SX-64-F | Networking | Hardware | Arista | DCS-7050SX-64-F | Arista 7050X, 48x10GbE (SFP+) & 4xQSFP+ switch, front-to-rear air, 2xAC, 2xC13-C14 cords | 24995 | 87.5% | 3124.38 | Smita K |  | Sycomp
Tariff US - DCS-7050SX-64-F | Networking | Hardware | Arista | Tariff US - DCS-7050SX-64-F | 1% tariff on all Arista HW, Effective 04/01/19 |  |  | 31.2438 | Smita K | Changed tariff to 1%, Effective 04/01/19 | Sycomp
DCS-7050SX-64-R | Networking | Hardware | Arista | DCS-7050SX-64-R | Arista 7050X, 48x10GbE (SFP+) & 4xQSFP+ switch, rear-to-front air, 2xAC, 2xC13-C14 cords | 24995 | 87.5% | 3124.38 | Smita K |  | Sycomp
Tariff US - DCS-7050SX-64-R | Networking | Hardware | Arista | Tariff US - DCS-7050SX-64-R | 1% tariff on all Arista HW, Effective 04/01/19 |  |  | 31.2438 | Smita K | Changed tariff to 1%, Effective 04/01/19 | Sycomp
LIC-FIX-2-E | Networking | Hardware | Arista | LIC-FIX-2-E | Enhanced L3 License for Arista Fixed switches, 40-132 port 10G (BGP, OSPF, ISIS, PIM, NAT) | 7914 | 100% | 0 | Smita K |  | Sycomp
SVC-7010T-1M-NB | Networking | Maint. & Support | Arista | SVC-7010T-1M-NB | 1-Month A-Care Software & NBD Hardware Replacement/Same Day Ship for 7010T-48 for 12 months | 0 | 100% | 0 | Smita K | FOC | Sycomp
SVC-7150S-24-1M-NB | Networking | Maint. & Support | Arista | SVC-7150S-24-1M-NB | 1 Month A-Care Software & NBD Hardware Replacement/Same Day Ship for 7150S-24 | 0 | 100% | 0 | Smita K | FOC | Sycomp
SVC-7050SX-64-1M-4H | Networking | Maint. & Support | Arista | SVC-7050SX-64-1M-4H | 1 Month A-Care Software & 4HR Hardware Replacement/Same Day Ship for 7050SX-64 | 0 | 100% | 0 | Smita K |  | Sycomp
DCS-7500-SUP2# | Networking | Hardware | Arista | DCS-7500-SUP2# | Supervisor-2 module for 7500 Series (ships in chassis) | 24995 | 76.5% | 5873.825 | Smita K | Deb sub budget 11302018
Tariff US - DCS-7500-SUP2# | Networking | Hardware | Arista | Tariff US - DCS-7500-SUP2# | 1% tariff on all Arista HW, Effective 04/01/19 |  |  | 58.7383 | Smita K | Changed tariff to 1%, Effective 04/01/19
DCS-7500R2M-36CQ-LC# | Networking | Hardware | Arista | DCS-7500R2M-36CQ-LC# | 7500R2 Series 36 port 100GbE QSFP100 with MACSec, wirespeed line card (ships in chassis) | 99995 | 76.5% | 23498.825 | Smita K | Deb sub budget 11302018
Tariff US - DCS-7500R2M-36CQ-LC# | Networking | Hardware | Arista | Tariff US - DCS-7500R2M-36CQ-LC# | 1% tariff on all Arista HW, Effective 04/01/19 |  |  | 234.9882 | Smita K | Changed tariff to 1%, Effective 04/01/19
DCS-7504R-BND | Networking | Hardware | Arista | DCS-7504R-BND | Arista 7504R Chassis bundle. Includes 7504N chassis, 4x3kW PS, 6xFM-R, 1xSup2 | 139995 | 76.5% | 32898.825 | Smita K | Deb sub budget 11302018
Tariff US - DCS-7504R-BND | Networking | Hardware | Arista | Tariff US - DCS-7504R-BND | 1% tariff on all Arista HW, Effective 04/01/19 |  |  | 328.9882 | Smita K | Changed tariff to 1%, Effective 04/01/19
DCS-7500R2AK-48YCQ-LC | Networking | Hardware | Arista | DCS-7500R2AK-48YCQ-LC | 7500R2 Series 48 port 10/25GbE SFP+ and 2 port 100GbE QSFP AlgoMatch, 2M routes, wirespeed line card (spare) | 44995 | 76.5% | 10573.825 | Smita K | Deb sub budget 11302018
Tariff US - DCS-7500R2AK-48YCQ-LC | Networking | Hardware | Arista | Tariff US - DCS-7500R2AK-48YCQ-LC | 1% tariff on all Arista HW, Effective 04/01/19 |  |  | 105.7382 | Smita K | Changed tariff to 1%, Effective 04/01/19
SVC-7504R-1M-NB | Networking | Maint. & Support | Arista | SVC-7504R-1M-NB | 1-Month A-Care Software & 8x5xNBD Hardware Replacement/Same Day Ship for 7504R | 1845 | 100% | 0 | Smita K | Deb sub budget 11302018 | Sycomp
LIC-MOD-1-MACSEC | Networking | Hardware | Arista | LIC-MOD-1-MACSEC | MACSEC Encryption License for Arista Modular switches - Encryption with MACSEC capable Linecard | 29995 | 75% | 7498.75 | Smita K | Deb sub budget 11302018 | Sycomp
LIC-MOD-1-E | Networking | Hardware | Arista | LIC-MOD-1-E | Enhanced Software License for Arista Modular Switches - 4 slots (OSPF, BGP, PIM) | 15995 | 100% | 0 | Smita K | Deb sub budget 11302018
LIC-FIX-2-E | Networking | Hardware | Arista | LIC-FIX-2-E | Enhanced L3 License for Arista Fixed switches, 40-132 port 10G (BGP, OSPF, ISIS, PIM, NAT) | 7914 | 100% | 0 | Smita K
SOFTWARE/ MISC Support & Maint for SDS | Software | Software | Atlassian Confluence | SOFTWARE/ MISC Support & Maint for SDS |  | 18022.95 | 0% | 18022.95 | Narendara B | To validate we need to know what specific Atlassian tools and user count. | Narendara B
ACS6008MDAC-G2 | Misc | Hardware | Avocent | ACS6008MDAC-G2 | ACS6008MDAC-G2 KVM Console Server (Avocent) | 2812 | 61.5% | 1082.62 | Walter F |  | Sycomp
ACS6016MDAC-G2 | Misc | Hardware | Avocent | ACS6016MDAC-G2 | ACS6016MDAC-G2 KVM Console Server (Avocent) 16 port | 3645 | 61.51% | 1403.11 | Walter F |  | Sycomp
ACS6048MDAC-G2 | Misc | Hardware | Avocent | ACS6048MDAC-G2 | Cyclades 48 port ACS 6000 48PT DUAL AC W/ MODEM | 6101 | 61.5% | 2348.89 | Walter F |  | Sycomp
MPU4032DAC | Misc | Hardware | Avocent | MPU4032DAC | MPU4032DAC-xxx - KVM Console w/ modem (Avocent) | 7175 | 7.753% | 6618.72 | Walter F |  | Sycomp
MPUIQ-SRL | Misc | Hardware | Avocent | MPUIQ-SRL | MPUIQ-SRL - Serial IQ - Serial port extender | 149 | 7.517% | 137.8 | Walter F |  | Sycomp
MPUIQ-VMCHS | Misc | Hardware | Avocent | MPUIQ-VMCHS | HIGH-RES VM CAC USB2HS IQ MODULE | 135 | 6.185% | 126.65 | Walter F |  | Sycomp
Q6052 | Misc | Hardware | Axis | Q6052 | Q6052 NTWK CAM 36X PTZ D/N 60HZ 24V | 2099 | 8.917% | EOL, see comments | Walter F | S-item EOL, replaced by Q6054 | Sycomp
Q6054 | Misc | Hardware | Axis | Q6054 | Q6054 NTWK CAM 36X PTZ D/N 60HZ 24V | 2099 | 8.917% | 1911.84 | Walter F | WF - validated Nov 2018 | Sycomp
X-6510-24- 16G | Networking | Hardware | Brocade | X-6510-24- 16G | Brocade 6510 24pt 16Gb with rackmount kit | 27410 | 42.1% | EOL, see comments | Gilbert O | EOL, replaced by QK753C
CS-O2-4HR | Networking | Hardware | Brocade | CS-O2-4HR | Support for Brocade 6510 24pt 16Gb - 3 YEAR | 4535 | 6.2% | EOL, see comments | Gilbert O | EOL,
PT-D600 | Misc | Hardware | Brother | PT-D600 | PT-D600 LABEL MAKER PC CONNECTABLE CLR DISPLAY | 324 | 0% | 324 | Walter F |  | Sycomp
PTP-950NW | Misc | Hardware | Brother | PTP-950NW | PT-E550W HANDHELD LABELING TOOL USB I/F LI-ION AUTOCUT CARRY CASE |  | 0% | 635 | Walter F | Updated price | Sycomp
TZe231 | Misc | Hardware | Brother | TZe231 | 12mm (0.47") Black on White Tape with Extra Strength Adhesive 8m (26.2 ft) | 21.4 | 0% | EOL, see comments | Walter F | EOL, replaced by TZeS231 | Sycomp
TZe251 | Misc | Hardware | Brother | TZe251 | 24mm (0.94") Black on White Tape with Extra Strength Adhesive 8m (26.2 ft) | 29.89 | 0% | EOL, see comments | Walter F | EOL, replaced by TZeS251 | Sycomp
TZeS231 | Misc | Hardware | Brother | TZeS231 | 12mm (0.47") Black on White Tape with Extra Strength Adhesive 8m (26.2 ft) | 21.4 | 0% | 21.4 | Walter F |  | Sycomp
TZeS251 | Misc | Hardware | Brother | TZeS251 | 24mm (0.94") Black on White Tape with Extra Strength Adhesive 8m (26.2 ft) | 29.89 | 0% | 29.89 | Walter F |  | Sycomp
Cx-Auditor - MUS (Maintenance, Upgrades, and Support) Year 1 | Software | Software | CheckMarx | Cx-Auditor - MUS (Maintenance, Upgrades, and Support) Year 1 | qty=1 | 1446.5 | 0% | 1446.5 | Nancy L |  | Nancy L
Cx-Integration Suite License - MUS (Maintenance, Upgrades, and Support) Year 1 | Software | Software | CheckMarx | Cx-Integration Suite License - MUS (Maintenance, Upgrades, and Support) Year 1 | qty=1 | 8057.5 | 0% | 8057.5 | Nancy L |  | Nancy L
Cx-User - MUS (Maintenance, Upgrades, and Support) Year 1 | Software | Software | CheckMarx | Cx-User - MUS (Maintenance, Upgrades, and Support) Year 1 | qty=1 | 264.65 | 0% | 264.65 | Nancy L |  | Nancy L
Open Source Analysis - 1 yr | Software | Software | CheckMarx | Open Source Analysis - 1 yr | 85 users | 228.2479 | 0% | 228.2479 | Nancy L |  | Nancy L
4PT-KIT-T1= | Networking | Hardware | Cisco | 4PT-KIT-T1= | 4 POINT TYPE 1 RACK MOUNT KIT | 300 | 62% | 114 | Smita K |  | Sycomp
C3850-4PT-KIT | Networking | Hardware | Cisco | C3850-4PT-KIT | Cisco rear bracket for 3560 | 339.2 | 73% | 91.584 | Smita K | Updated to correct p/n C3850-4PT-KIT | Sycomp
C4948E-BKT-KIT= | Networking | Hardware | Cisco | C4948E-BKT-KIT= | Cisco rear bracket for 4500 | 89.6 | 73% | 24.192 | Smita K |  | Sycomp
C4KX-FAN-F= | Networking | Hardware | Cisco | C4KX-FAN-F= | Catalyst 4500-X Back to Front Cooling Fan | 312 | 73% | 84.24 | Smita K |  | Sycomp
C4KX-NM-8SFP+ | Networking | Hardware | Cisco | C4KX-NM-8SFP+ | Catalyst 4500-X 8 Port 10GB Network Module | 10626 | 73% | 2869.02 | Smita K |  | Sycomp
C4KX-PWR-750AC-F | Networking | Hardware | Cisco | C4KX-PWR-750AC-F | Catalyst 4500-X 750W AC Back-to-Front Cooling Power Supply | 2100 | 73% | 567 | Smita K |  | Sycomp
C4KX-PWR-750AC-F/2 | Networking | Hardware | Cisco | C4KX-PWR-750AC-F/2 | Catalyst 4500X 750W AC back to front cooling 2nd PWR supply | 2100 | 73% | 567 | Smita K |  | Sycomp
CAB-C15-CBN | Networking | Hardware | Cisco | CAB-C15-CBN | Cabinet Jumper Power Cord, 250 VAC 13A, C14-C15 Connectors | 0 | 0% | 0 | Smita K |  | Sycomp
Cisco SFP-10G-LRM | Networking | Hardware | Cisco | Cisco SFP-10G-LRM | Cisco SFP-10G-LRM -10GBASE-LRM 1310nm MMF and SMF | 1100 | 82.82% | 188.98 | Smita K |  | Sycomp
Cisco SFP-10G-SR | Networking | Hardware | Cisco | Cisco SFP-10G-SR | Cisco SFP-10G-SR - 10GBASE-SR 850nm MMF | 995 | 95.2% | 47.76 | Smita K |  | Sycomp
CON-3SNTP-WS6548FD | Networking | Maint. & Support | Cisco | CON-3SNTP-WS6548FD | 3YR SNTC 24X7X4 Cisco Catalyst 3650 48 Port Full PoE 2x1 | 3185.53 | 52% | 1529.0544 | Smita K |  | Sycomp
CON-SNTP-C45XF32S | Networking | Maint. & Support | Cisco | CON-SNTP-C45XF32S | Cisco SMARTnet Premium extended service agreement 3 Years 24x7 4H | 8640 | 52% | 4147.2 | Smita K |  | Sycomp
FAN-T1= | Networking | Hardware | Cisco | FAN-T1= | Cisco Type 1 Fan Module | 325 | 62% | 123.5 | Smita K |  | Sycomp
GLC-LH-SMD= | Networking | Hardware | Cisco | GLC-LH-SMD= | 1000BASE-LX/LH SFP transceiver module, MMF/SMF, 1310nm, DOM | 995 | 95.2% | 49.44 | Smita K |  | Sycomp
GLC-SX-MMD= | Networking | Hardware | Cisco | GLC-SX-MMD= | 1000BASE-SX SFP transceiver module MMF 850nm DOM | 500 | 91.41% | 44.67 | Smita K |  | Sycomp
GLC-TE= | Networking | Hardware | Cisco | GLC-TE= | 1000BASE-T SFP transceiver module for Category 5 copper wire | 450 | 90.87% | 42.46 | Smita K |  | Sycomp
GLC-TE Tariff 10% |  |  | Cisco | GLC-TE Tariff 10% | 10% tariff applies to Cisco GLC-TE= |  |  | 4.25 | Smita K | Added 10% tariff to PN GLC-TE+
PWR-C2-1025WAC | Networking | Hardware | Cisco | PWR-C2-1025WAC | 1025W AC Config 2 Power Supply | 1800 | 62% | 684 | Smita K |  | Sycomp
PWR-C2-1025WAC/2 | Networking | Hardware | Cisco | PWR-C2-1025WAC/2 | 1025W AC Config 2 Secondary Power Supply | 1800 | 62% | 684 | Smita K |  | Sycomp
S3650UK9-36E | Networking | Hardware | Cisco | S3650UK9-36E | CAT3650 Universal k9 image | 0 | 0% | 0 | Smita K |  | Sycomp
SFP-10G-LR | Networking | Hardware | Cisco | SFP-10G-LR | 10GBASE-LR 10G 10km 1310nm | 3995 | 95.62% | 181.34 | Smita K |  | Sycomp
SFP-10G-LRM | Networking | Hardware | Cisco | SFP-10G-LRM | Cisco SFP-10G-LRM -10GBASE-LRM 1310nm MMF and SMF | 1100 | 82.82% | 188.98 | Smita K |  | Sycomp
SFP-10G-SR | Networking | Hardware | Cisco | SFP-10G-SR | Cisco SFP-10G-SR - 10GBASE-SR 850nm MMF | 995 | 95.2% | 47.76 | Smita K |  | Sycomp
SOFTWARE/ MISC Support & Maint for SDS | Services | Maint. & Support | Cisco | SOFTWARE/ MISC Support & Maint for SDS |  | 360000 | 0% | 360000 | Smita K
STACK-T2-BLANK | Networking | Hardware | Cisco | STACK-T2-BLANK | Type 2 Stacking Blank | 0 | 0% | 0 | Smita K |  | Sycomp
WS-C3650-48FD-L | Networking | Hardware | Cisco | WS-C3650-48FD-L | Catalyst 3650X 48 Port Full PO LAN Base | 12120.46 | 69% | 3757.3426 | Smita K |  | Sycomp
CON-3SNTP-WC3654 | Networking | Hardware | Cisco | CON-3SNTP-WC3654 | SmartNet 3 Year 2x7 Support | 6138 | 52% | 2946.24 | Smita K |  | Sycomp
WS-C3650-48FQ-E | Networking | Hardware | Cisco | WS-C3650-48FQ-E | Cisco Catalyst 3650 48 Port Full PoE 4x10G Uplink IPServices | 23350 | 69% | 7238.5 | Smita K |  | Sycomp
WS-C4500X-F-32SFP+ | Networking | Hardware | Cisco | WS-C4500X-F-32SFP+ | Catalyst 4500-X 32 Port 10GB IP Base, Back-to-Front Cooling | 37191 | 73% | 10041.57 | Smita K |  | Sycomp
4PT-KIT-T1= VOID Duplicate | Networking | Hardware | Cisco | 4PT-KIT-T1= VOID Duplicate | Cisco rear bracket for 3560 | 300 | 62.69% | 111.93 | Smita K | Updated to correct p/n 4PT-KIT-T1= | Sycomp
C3850-4PT-KIT= | Networking | Hardware | Cisco | C3850-4PT-KIT= | Cisco rear bracket for 3560 | 339.2 | 73% | 91.584 | Smita K | Updated to correct p/n C3850-4PT-KIT= | Sycomp
SFP-10G-LR= | Networking | Hardware | Cisco | SFP-10G-LR= | 10GBASE-LR SFP MODULE | 3995 | 95.62% | 174.981 | Smita K |  | Sycomp
SFP-10G-LR= | Networking | Hardware | Cisco | SFP-10G-LR= | 10GBASE-LR SFP MODULE | 3995 | 95.62% | 174.981 | Smita K
3003719-E7 | Networking | Hardware | Citrix | 3003719-E7 | Citrix NetScaler MPX/SDX 11500 to 20500, 115xx series and 17550/19550/21550 models - 960W AC Power Supply | 2500 | 63% | 925 | Gilbert O |  | Sycomp
3011828-E7 | Networking | Hardware | Citrix | 3011828-E7 | Citrix NetScaler SDX 11542 (8x10GE BASE-X SFP+ & 4x1000BASE-X SFP); SFP+/SFP Sold Separately | 140000 | 63% | EOL, see comments | Gilbert O | EOL, replacment MPX 15040/15060 | Sycomp
3014342-E7 | Networking | Hardware | Citrix | 3014342-E7 | Citrix NetScaler SDX 14020 (16x10G SFP+) SFP+ Sold separately | 90000 | 63% | 33300 | Gilbert O |  | Sycomp
3015171-E7 | Networking | Hardware | Citrix | 3015171-E7 | Citrix NetScaler VPX-10G | 52000 | 63% | 19240 | Gilbert O |  | Sycomp
3015557-E2 | Networking | Hardware | Citrix | 3015557-E2 | Power Supply, 450W AC Module, 5900 / 8900 Series | 1200 | 63% | 444 | Gilbert O |  | Sycomp
3015557-E7 | Networking | Hardware | Citrix | 3015557-E7 | Power Supply, 450W AC Module, 5900 / 8900 Series | 1200 | 63% | 444 | Gilbert O | Correct p/n. BOM had 3015557-E2 which is wrong | Sycomp
3016980-E7 | Networking | Hardware | Citrix | 3016980-E7 | Citrix NetScaler MPX 8905 Enterprise Edition 4x10GE SFP+; 6x10/100/1000 CU; 10GE SFP+ Sold separately | 35000 | 63% | 12950 | Gilbert O |  | Sycomp
3016989-E7 | Networking | Hardware | Citrix | 3016989-E7 | Citrix NetScaler MPX 8920, Enterprise Edition 4x10GE SFP+; 6x10/100/1000 CU; 10GE SFP+ Sold separately | 45000 | 63% | 16650 | Gilbert O |  | Sycomp
3017531-EZ | Networking | Hardware | Citrix | 3017531-EZ | Citrix NetScaler SDX 8920 4x10GE SFP+; 6x10/100/1000 CU; 10GE SFP+ and 1GE CU Sold separately | 65000 | 63% | 24050 | Gilbert O |  | Sycomp
4041309-E7 | Networking | Maint. & Support | Citrix | 4041309-E7 | 1 Year Gold Maintenance Citrix NetScaler SDX 14020 | 22500 | 100% | 0 | Gilbert O |  | Sycomp
4044468-E7 | Networking | Maint. & Support | Citrix | 4044468-E7 | 1 Year Gold Maintenance Citrix NetScaler VPX-10G | 11440 | 100% | 0 | Gilbert O |  | Sycomp
4049622-E7 | Networking | Maint. & Support | Citrix | 4049622-E7 | 1 Year Gold Maintenance Citrix NetScaler MPX 8905 Enterprise Edition 4x10GE SFP+; 6x10/100/1000 CU; 10GE SFP+ Sold separately | 6300 | 100% | 0 | Gilbert O |  | Sycomp
4049874-E7 | Networking | Maint. & Support | Citrix | 4049874-E7 | 1 Year Gold Maintenance Citrix NetScaler MPX 8920 Enterprise | 8100 | 100% | 0 | Gilbert O |  | Sycomp
4054676-E7 | Networking | Maint. & Support | Citrix | 4054676-E7 | 1 Year Gold Maintenance Citrix NetScaler SDX 8920 4x10GE SFP+; 6x10/100/1000 CU; 10GE SFP+ and 1GE CU Sold separately | 11700 | 100% | 0 | Gilbert O |  | Sycomp
EW3P0000143 | Networking | Hardware | Citrix | EW3P0000143 | Citrix NetScalar SFP Gigabit Ethernet Copper (100m) - 4 pack | 1000 | 97.22% | 27.8 | Gilbert O |  | Sycomp
EW3P0000557 | Networking | Hardware | Citrix | EW3P0000557 | Citrix NetScaler SFP+ 10 Gigabit Ethernet Short Range (300m) - Single | 1800 | 97.22% | 50.04 | Gilbert O |  | Sycomp
EW3P0000558 | Networking | Hardware | Citrix | EW3P0000558 | Citrix NetScalar SFP+ 10 Gigabit Ehternet Long Range (10km) - Single | 4000 | 97.22% | 111.2 | Gilbert O |  | Sycomp
EW3P0000562 | Networking | Hardware | Citrix | EW3P0000562 | Citrix NetScaler MPX 7500/9500/10500/12500/15500/MPX/SDX 8xxx and CloudBridge 3000 models AC Power Supply | 1200 | 63% | 444 | Gilbert O |  | Sycomp
EW3P0000632 | Networking | Hardware | Citrix | EW3P0000632 | Citrix NetScalar Compact 4-post rail kit - 23 inches up to 33 inches for all NetScaler MPX Platforms except MPX 15000/17000 | 300 | 63% | 111 | Gilbert O |  | Sycomp
EW3P0000 557 | Networking | Hardware | Citrix | EW3P0000 557 | SFPs 10G | 1800 | 97.22% | 50.04 | Gilbert O | Updated to correct p/n EW3P0000 557 | Sycomp
SOFTWARE/ MISC Support & Maint for SDS | Networking | Maint. & Support | Citrix | SOFTWARE/ MISC Support & Maint for SDS |  | 497963.4 | 0% | 497963.4 | Gilbert O
3014034-E7 | Networking | Hardware | Citrix | 3014034-E7 | Citrix NetScaler MPX AC Power Supply 1000w 14000, 14000-40G, 14000-40S, 25000T and 25000-40G Series FRU | 2500 | 63% | 925 | Gilbert O | Deb sub budget 11302018
4041308-E7 (4041309-E7) | Networking | Maint. & Support | Citrix | 4041308-E7 (4041309-E7) | 1 Year Gold Maintenance Citrix NetScaler SDX 14020 | 16200 | 100% | 0 | Gilbert O | Deb sub budget 11302018
EW3P0000553 (EW3P0000632) | Networking | Hardware | Citrix | EW3P0000553 (EW3P0000632) | Citrix NetScaler Standard 4 post rail kit (28"-38") for 14/25T/5/8/115xxx series and 17550-21550 model except MPX 15000/17000/22000 | 300 | 63% | 111 | Gilbert O | Deb sub budget 11302018
3013081-E7 | Networking | Hardware | Citrix | 3013081-E7 | Citrix NetScaler VPX 1000 Mbps Enterprise Edition | 22500 | 63% | 8325 | Gilbert O | Deb 12042018 note
4034497-E7 | Networking | Hardware | Citrix | 4034497-E7 | CSS Select Citrix NetScaler VPX 1000 Mbps Enterprise Edition 1 Year | 4950 | 25% | 3712.5 | Gilbert O | Deb 12042018 note
3017531-E7 | Networking | Hardware | Citrix | 3017531-E7 | Citrix NetScaler SDX 8920 4x10GE SFP+; 6x10/100/1000 CU; 10GE SFP+ and 1GE CU Sold separately | 65000 | 63% | 24050 | Gilbert O | changed p/n 3017531-EZ to 3017531-E7
4041308-E7 | Networking | Hardware | Citrix | 4041308-E7 | 1 Year Gold Maintenance Citrix NetScaler SDX 14020 | 16200 | 100% | 0 | Gilbert O
3013611-E7 | Networking | Hardware | Citrix | 3013611-E7 | NetScalar 14030 Edition(8x10GE BASE-X SFP+ 4x1000BASE-X SFP); SFP+/SFP Sold Separately | 70000 | 63% | 25900 | Gilbert O | PN Added - 3013611 | Sycomp
3013611-E7 | Networking | Hardware | Citrix | 3013611-E7 | Citrix ADC MPX 14030 Advanced Edition (16x10G SFP+) SFP+ Sold separately | 70000 | 63% | 25900 | Gilbert O | Added PN from request on line 685
4038943-E7 | Networking | Hardware | Citrix | 4038943-E7 | 1 Year Gold Maintenance Citrix ADC MPX 14030 Advanced Edition | 12600 | 100% | 0 | Gilbert O | Direct support contract through Citrix
3403-S01 (Qty 16 8TB) | Storage | Hardware | IBM | 3403-S01 (Qty 16 8TB) | IBM Cloud Object Storage Slicestor 2248 with Qty. 16 8TB High-workload drives. Includes 3 year 9x5 support | 99939 | 76.58% | 23406.72 | Rohit G |  | Sycomp
5641-CO3 (Qty 16 8TB) | Storage | Hardware | IBM | 5641-CO3 (Qty 16 8TB) | IBM Cloud Object Storage 3Y - Per Terabyte with 3 Year SW Maintenance | 1457.01 | 97.57% | 35.43 | Rohit G |  | Sycomp
C100Q020CWDM403B | Networking | Hardware | Colorchip | C100Q020CWDM403B | QSFP28 CWDM4 | 220.5 | 0% | 220.5 | Kacton D |  | Sycomp
System | Networking | Maint. & Support | Dell/EMC | System | Data Domain Virtual Edition | 0 | 0% | 0 | Rohit G | New - 11142018 - JMET (Apple will purchase directly) | Rohit G
458-000-970 | Networking | Maint. & Support | Dell/EMC | 458-000-970 | DD VE Capacity License | 0 | 0% | 0 | Rohit G | New - 11142018 - JMET (Apple will purchase directly) | Rohit G
456-107-989 | Networking | Maint. & Support | Dell/EMC | 456-107-989 | DD VE Perpetual Cap NF 1TB=CA | 0 | 64% | 0 | Rohit G | New - 11142018 - JMET (Apple will purchase directly) | Rohit G
M-PSM-SW-DD-DD1 | Networking | Maint. & Support | Dell/EMC | M-PSM-SW-DD-DD1 | PROSUPPORT w/Mission Critical Software | 0 | 64% | 0 | Rohit G | New - 11142018 - JMET (Apple will purchase directly) | Rohit G
PS-PD-DDTRACKING | Networking | Maint. & Support | Dell/EMC | PS-PD-DDTRACKING | Data Domain Prodeploy Tracking | 0 | 0% | 0 | Rohit G | New - 11142018 - JMET (Apple will purchase directly) | Rohit G
PS-BAS-DDVE | Networking | Maint. & Support | Dell/EMC | PS-BAS-DDVE | DD VE Configuration | 0 | 0% | 0 | Rohit G | New - 11142018 - JMET (Apple will purchase directly) | Rohit G
SOFTWARE/ MISC Support & Maint for SDS | Services | Maint. & Support | Druid | SOFTWARE/ MISC Support & Maint for SDS |  | 168750 | 0% | 168750 | Rohit G |  | Sycomp
SOFTWARE/ MISC Support & Maint for SDS | Software | Software | Elasticsearch | SOFTWARE/ MISC Support & Maint for SDS |  | 498920 | 0% | 498920 | Emily J |  | Emily J
EVE Learning Center Edition | Software | Software | Eve NG Ltd | EVE Learning Center Edition | Emulated Virtual Environment for Network Engineering - 6*Admin License + 20*Editor License | 8821 | 0% | 8821 | Nancy L | List price Admin @$115 and edit @$406.56. No contract in CLM or PR in eAprpoval for this supplier. | Nancy L
FCLF8522P2BTL | Networking | Hardware | Finisar | FCLF8522P2BTL | 1000BASE-T 100m Gen2 RJ-45 Copper SFP Optical Transceiver | 23.89 | 0% | 23.89 | Kacton D | Updated to correct p/n FCLF8522P2BT | Sycomp
FTLF1318P3BTL | Networking | Hardware | Finisar | FTLF1318P3BTL | 1000BASE-LX and 1G Fibre Channel (1GFC) 10km Industrial Temperature Gen 3 SFP Optical Transceiver | 34.65 | 0% | 34.65 | Kacton D |  | Sycomp
FTLF8519P3BNL | Networking | Hardware | Finisar | FTLF8519P3BNL | 1000BASE-SX and 2G Fibre Channel (2GFC) 500m Industrial Temperature SFP Optical Transceiver | 18.9 | 0% | 18.9 | Kacton D |  | Sycomp
FTLX1471D3BCL | Networking | Hardware | Finisar | FTLX1471D3BCL | 10GBASE-LR 10G 10km 1310nm Industrial Temperature Single Mode Datacom SFP+ Optical Transceiver | 40.95 | 0% | 40.95 | Kacton D |  | Sycomp
FTLX8574D3BCL | Networking | Hardware | Finisar | FTLX8574D3BCL | 10GBASE-SR 400m Industrial Temperature SFP+ Optical Transceiver | 26.2 | 0% | 26.2 | Kacton D |  | Sycomp
FTLC1152RGPL | Networking | Hardware | Finisar | FTLC1152RGPL | XCVR, QSFP28, 2KM, 100G CWDM4 FEC, 4x 13XXNM DFB,, SM, PULL TAB, LC | 367.5 | 0% | 367.5 | Kacton D
FCLF8522P2BTL | Networking | Hardware | Finisar | FCLF8522P2BTL | 1000BASE-T 100m Gen2 RJ-45 Copper SFP Optical Transceiver |  |  | 23.89 | Kacton D | Deb 12042018 note
FTLX8573D3BCL | Networking | Hardware | Finisar | FTLX8573D3BCL | XCVR,SFP+,850NM VCSEL,MM,10GBASE-SR,LIMITING,ROHS COMPLIANT |  |  | 26.2 | Kacton D
FTLX1475D3BCV | Networking | Hardware | Finisar | FTLX1475D3BCV | 1G/10G Dual-Rate SFP+ SMF optical xcvr |  |  | 83.04 | Kacton D
FTLX1475D3BCV - VOID DUPLICATE | Networking | Hardware | Finisar | FTLX1475D3BCV - VOID DUPLICATE | 1G/10G Dual-Rate SFP+ SMF optical xcvr |  |  | 83.04 | Kacton D | FTLX1475D3BCV - VOID DUPLICATE
83000CKE | Misc | Hardware | HID Global | 83000CKE | HID GLOBAL CORPORATION - EDGE PLUS - SOLO ES400 IP BASED STAND ALONE SINGLE DO Badge Reader | 395.54 | 0% | 395.54 | Walter F |  | Sycomp
920NTNNEK00000 | Misc | Hardware | HID Global | 920NTNNEK00000 | R40 ICLASS SE READER, NO PROX, HF STD, WIEG, PIG, BLACK | 250 | 0% | 250 | Walter F |  | Sycomp
HYIK | Servers | Hardware | Hyve | HYIK | GPU Server (HYHJ + HYIK) for ML | 35308.24 | 0% | 35308.24 | Kacton D | Rohit input 8/15 | Rohit G
MAP-Druids | Servers | Hardware | Hyve | MAP-Druids | Druid type servers | 11863.74 | 0% | 11863.74 | Kacton D | Kacton 8/8/19 update | Kacton D
MAP-KAFKA | Servers | Hardware | Hyve | MAP-KAFKA | HDFS type Servers | 10573.49 | 0% | 10573.49 | Kacton D | Kacton 8/8/19 update | Kacton D
CSMC Support & Maint for SDS | Servers | Maint. & Support | IBM | CSMC Support & Maint for SDS |  | 21508.151 | 0% | 21508.151 | Rohit G |  | Sycomp
CWNJ Support & Maint for SDS | Servers | Maint. & Support | IBM | CWNJ Support & Maint for SDS |  | 36845.448 | 0% | 36845.448 | Rohit G |  | Sycomp
Elk Grove Support & Maint for SDS | Servers | Maint. & Support | IBM | Elk Grove Support & Maint for SDS |  | 200117.618 | 0% | 200117.618 | Rohit G |  | Sycomp
FLAU Support & Maint for SDS | Servers | Maint. & Support | IBM | FLAU Support & Maint for SDS |  | 19247.366 | 0% | 19247.366 | Rohit G |  | Sycomp
FXBZ Support & Maint for SDS | Servers | Maint. & Support | IBM | FXBZ Support & Maint for SDS |  | 10000 | 0% | 10000 | Rohit G |  | Sycomp
FXCD Support & Maint for SDS | Servers | Maint. & Support | IBM | FXCD Support & Maint for SDS |  | 17131.8835 | 0% | 17131.8835 | Rohit G |  | Sycomp
FXGL Support & Maint for SDS | Servers | Maint. & Support | IBM | FXGL Support & Maint for SDS |  | 14386.5 | 0% | 14386.5 | Rohit G |  | Sycomp
FXLHi Support & Maint for SDS | Servers | Maint. & Support | IBM | FXLHi Support & Maint for SDS |  | 12024.8485 | 0% | 12024.8485 | Rohit G |  | Sycomp
FXTY Support & Maint for SDS | Servers | Maint. & Support | IBM | FXTY Support & Maint for SDS |  | 15448.1225 | 0% | 15448.1225 | Rohit G |  | Sycomp
FXZZ Support & Maint for SDS | Servers | Maint. & Support | IBM | FXZZ Support & Maint for SDS |  | 52204.549 | 0% | 52204.549 | Rohit G |  | Sycomp
PGKS Support & Maint for SDS | Servers | Maint. & Support | IBM | PGKS Support & Maint for SDS |  | 22459.9025 | 0% | 22459.9025 | Rohit G |  | Sycomp
PGPD Support & Maint for SDS | Servers | Maint. & Support | IBM | PGPD Support & Maint for SDS |  | 39209.1695 | 0% | 39209.1695 | Rohit G |  | Sycomp
QSMC Support & Maint for SDS | Servers | Maint. & Support | IBM | QSMC Support & Maint for SDS |  | 7248.1855 | 0% | 7248.1855 | Rohit G |  | Sycomp
USSH Support & Maint for SDS | Servers | Maint. & Support | IBM | USSH Support & Maint for SDS |  | 38726.25 | 0% | 38726.25 | Rohit G |  | Sycomp
WIKS Support & Maint for SDS | Servers | Maint. & Support | IBM | WIKS Support & Maint for SDS |  | 33498.5455 | 0% | 33498.5455 | Rohit G |  | Sycomp
3403-S10 ( Qty 12 10TB) | Storage | Hardware | IBM | 3403-S10 ( Qty 12 10TB) | IBM Cloud Object Storage Slicestor S2212A with Qty. 12 10TB High-workload drives. Includes 3 year 9x5 support | 58146 | 73.5% | 15409.29 | Rohit G
5641-CO3 (Qty 12 10TB) | Storage | Hardware | IBM | 5641-CO3 (Qty 12 10TB) | IBM Cloud Object Storage 3Y - Per Terabyte with 3 Year SW Maintenance | 1590 | 97.3% | 42.93 | Rohit G
3403-S03 (Qty 28 7.2TB) | Storage | Hardware | IBM | 3403-S03 (Qty 28 7.2TB) | IBM Cloud Object Storage Slicestor 2584 with Qty. 28 8TB 7.2K 3.5 In HDD Enterprise. Includes 3 year 9x5 support | 58229 | 64% | 20962.44 | Rohit G
3403-S10 (Qty 28 7.2TB) | Storage | Hardware | IBM | 3403-S10 (Qty 28 7.2TB) | IBM Cloud Object Storage Slicestor S2212A with Qty. 9 10TB High-workload drives. Includes 3 year 9x5 support |  |  | 16827.79 | Rohit G | See added lines 712 and 714 with updated and different HW specs
x710 | Networking | Hardware | Intel | x710 | 10GigE 4-port card | 415 | 0% | 415 | Walter F |  | Sycomp
SOFTWARE/ MISC Support & Maint for SDS | Software | Software | IntelliJ IDEA License | SOFTWARE/ MISC Support & Maint for SDS |  | 1448.328 | 0% | 1448.328 | Emily J | Purchased through Softchoice | Emily J
H500 2TB (120TB) | Storage | Hardware | Isilon | H500 2TB (120TB) | Isilon H500 System + Support + Install 2TB | 193217.63 | 44.88% | 106501.5577 | Rohit G |  | Sycomp
H500 4TB (240TB) | Storage | Hardware | Isilon | H500 4TB (240TB) | Isilon H500 System + Support + Install 4TB | 134693.02 | 0% | 134693.02 | Rohit G |  | Rohit G
SOFTWARE/ MISC Support & Maint for SDS | Software | Software | Jenkins License Support | SOFTWARE/ MISC Support & Maint for SDS |  | 41264.56 | 0% | 41264.56 | Emily J |  | Emily J
EX-SFP-1GE-LX | Networking | Hardware | Juniper | EX-SFP-1GE-LX | Small Form Factor Pluggable 1000Base-LX Gigabit Ethernet Optic Module | 1000 | 90% | 100 | Smita K |  | Sycomp
FFANTRAY-MX240-HC-BB | Networking | Hardware | Juniper | FFANTRAY-MX240-HC-BB | MX240 High Capacity fantray, configurable option in base bundle | 0 | 100% | 0 | Smita K | Included in bundle not sold alone | Sycomp
JPSU-400W-AC | Networking | Hardware | Juniper | JPSU-400W-AC | Juniper Power Supply Unit, 400W AC, Slim 1RU Form Factor (need for SRX4200) | 1500 | 60% | 600 | Smita K |  | Sycomp
JUNOS-32 | Networking | Hardware | Juniper | JUNOS-32 | JUNOS 32-Bit Standard Software Suite | 10000 | 80% | EOL, see comments | Smita K | EOL and has been replaced by JUNOS-64 | Sycomp
JUNOS-64 | Networking | Hardware | Juniper | JUNOS-64 | JUNOS 64-Bit Standard Software Suite | 10000 | 80% | 2000 | Smita K |  | Sycomp
MIC-3D-20GE-SFP | Networking | Hardware | Juniper | MIC-3D-20GE-SFP | 20x10/100/1000 MIC for MX Series | 9000 | 80% | 1800 | Smita K |  | Sycomp
MIC-3D-20GE-SFP-E | Networking | Hardware | Juniper | MIC-3D-20GE-SFP-E | 20-Port SFP GE MIC with 1588 & MACSEC | 9000 | 80% | 1800 | Smita K |  | Sycomp
MIC3-3D-10XGE-SFPP | Networking | Hardware | Juniper | MIC3-3D-10XGE-SFPP | MIC with 10x10GE SFP+ interface, Optics sold separately. | 45000 | 80% | 9000 | Smita K |  | Sycomp
MPC3E-3D-NG | Networking | Hardware | Juniper | MPC3E-3D-NG | Next-Gen MPC3E, Port Queue, MX | 70000 | 80% | 14000 | Smita K |  | Sycomp
MS-MIC-16G | Networking | Hardware | Juniper | MS-MIC-16G | Multiservice Services MIC, 16G of Memory. Requires JunOs 13.2 or higher | 18000 | 80% | 3600 | Smita K |  | Sycomp
MX240BASE3-ACL | Networking | Hardware | Juniper | MX240BASE3-ACL | MX240 Base Chassis with Enhanced Midplane, 1 nos. SCB-E, Lowline AC Power, Discounted RE | 55000 | 80% | 11000 | Smita K |  | Sycomp
MX80-AC | Networking | Hardware | Juniper | MX80-AC | MX80 chassis with PTP and Synchronous Ethernet support—includes one power supply, 2 empty MIC slots, 4x10GbE 10-gigabit small form-factor pluggable transceiver (XFP) built-in ports, fan tray with filter. | 60000 | 80% | 12000 | Smita K |  | Sycomp
PWR-MX480-2520-AC-BB | Networking | Hardware | Juniper | PWR-MX480-2520-AC-BB | 2520W AC Power Supply, configurable option in base bundle | 0 | 100% | 0 | Smita K | Included in bundle not sold alone | Sycomp
PWR-MX480-2520-AC-R | Networking | Hardware | Juniper | PWR-MX480-2520-AC-R | 2520W AC Power Supply, Redundant | 10000 | 80% | 2000 | Smita K |  | Sycomp
PWR-MX80-AC-S | Networking | Hardware | Juniper | PWR-MX80-AC-S | MX80 AC Power Supply, Spare, MX80 | 2500 | 80% | 500 | Smita K |  | Sycomp
RE-S-X6-64G-UB | Networking | Hardware | Juniper | RE-S-X6-64G-UB | Routing Engine - 6 Core 2.0GHz with 64G Memory, Upgrade for Base Bundle, for MX960/MX480/MX240 | 10000 | 80% | 2000 | Smita K |  | Sycomp
S-FW-NPU | Networking | Hardware | Juniper | S-FW-NPU | Software icense allows the end user to run stateful firewall on one NPU per MS-MIC, MS-DPC or MS-MPC in the MX-series routers. | 5000 | 80% | 1000 | Smita K |  | Sycomp
SCBE2-MX-BB | Networking | Hardware | Juniper | SCBE2-MX-BB | Enhanced MX Switch Control Board, Base Bundle | 5000 | 80% | 1000 | Smita K |  | Sycomp
SFP-1GE-LX | Networking | Hardware | Juniper | SFP-1GE-LX | SFP 1000LX GBE OPTIC SINGLE MODE | 1000 | 90% | 100 | Smita K |  | Sycomp
SFPP-10GE-LR | Networking | Hardware | Juniper | SFPP-10GE-LR | SFP+ 10GE PLUGGABLE TRANSCEIVER SMF 1310NM FOR 10KM TRANSMISSION | 4000 | 89% | 440 | Smita K |  | Sycomp
SFPP-10GE-SR | Networking | Hardware | Juniper | SFPP-10GE-SR | SFP+ 10GE PLUGGABLE TRANSCEIVER MMF 850NM FOR 300M TRANSMISSION | 1050 | 89% | 115.5 | Smita K |  | Sycomp
SOFTWARE/ MISC Support & Maint for SDS | Services | Maint. & Support | Juniper | SOFTWARE/ MISC Support & Maint for SDS |  | 174261.3984 | 0% | 174261.3984 | Smita K
SRX-SFP-10GE-SR | Networking | Hardware | Juniper | SRX-SFP-10GE-SR | 10G SFPs | 1500 | 90% | 150 | Smita K |  | Sycomp
SRX-SFP-1GE-SX | Networking | Hardware | Juniper | SRX-SFP-1GE-SX | 1G SFPs | 500 | 90% | 50 | Smita K |  | Sycomp
SRX-XFP-10GE-LR | Networking | Hardware | Juniper | SRX-XFP-10GE-LR | - | 4000 | 89% | EOL, see comments | Smita K | Replaced by SFPP-10GE-LR | Sycomp
SRX-XFP-10GE-SR | Networking | Hardware | Juniper | SRX-XFP-10GE-SR | - | 1050 | 89% | EOL, see comments | Smita K | Replaced by SFPP-10GE-SR | Sycomp
SRX1500-SYS-JB-AC | Networking | Hardware | Juniper | SRX1500-SYS-JB-AC | SRX1500 Services Gateway includes hardware (16GE, 4x10GE, 16G RAM, 16G Flash, 100G SSD, AC PSU, cable and RMK) and Junos Software Base (Firewall, NAT, IPSec, Routing, MPLS and Switching). | 20000 | 60% | 8000 | Smita K |  | Sycomp
SRX4200-AC | Networking | Hardware | Juniper | SRX4200-AC | SRX4200 hardware with two AC PSU | 40000 | 60% | 16000 | Smita K | P/N should be SRX4200-AC | Sycomp
SRX4200-AC | Networking | Hardware | Juniper | SRX4200-AC | SRX4200 hardware with two AC PSU | 40000 | 60% | 16000 | Smita K |  | Sycomp
SRX4200-JSB | Networking | Hardware | Juniper | SRX4200-JSB | JunOS Base software for SRX4200 | 46000 | 42% | 26680 | Smita K |  | Sycomp
SVC-COR-S-NAT-FW | Networking | Maint. & Support | Juniper | SVC-COR-S-NAT-FW | JNPR Care Core Supt S-FW-NPU Service Period :36 Months | 976.5 | 19.86% | 782.5671 | Smita K |  | Sycomp
SVC-COR-SRX4200JSB | Networking | Maint. & Support | Juniper | SVC-COR-SRX4200JSB | JNPR Care Core Supt SRX4200-JSB Service Period :36 Months | 19828.53 | 19.86% | 15890.5839 | Smita K |  | Sycomp
SVC-ND-MX80 | Networking | Maint. & Support | Juniper | SVC-ND-MX80 | Juniper Care NextDay Support for MX80 (includes MIC cards) | 9653.4 | 19.86% | 7736.24 | Smita K |  | Sycomp
SVC-SD-MPC3NG | Networking | Maint. & Support | Juniper | SVC-SD-MPC3NG | JNPR Care SD Supt MPC3E-3D-NG Service Period :36 Months APAC | 14351.76 | 19.86% | 11501.5005 | Smita K |  | Sycomp
SVC-SD-MX240 | Networking | Maint. & Support | Juniper | SVC-SD-MX240 | JNPR Care SD Supt MX240 Chassis Service Period :36 Months | 19613.7 | 19.86% | 15718.4192 | Smita K |  | Sycomp
SVC-SD-SRX1500JB | Networking | Maint. & Support | Juniper | SVC-SD-SRX1500JB | JNPR Care SD Supt SRX1500-SYS-JB Service Period :36 Months | 7845.48 | 19.86% | 6287.37 | Smita K |  | Sycomp
SVC-SD-SRX4200HW | Networking | Maint. & Support | Juniper | SVC-SD-SRX4200HW | JNPR Care SD Supt SRX4200 HW ONLY Service Period :36 Months | 14840.01 | 19.86% | 11892.784 | Smita K |  | Sycomp
EX-SFP-1GE-SX | Networking | Hardware | Juniper | EX-SFP-1GE-SX | 1000BASE-SX GIGABIT ETHERNET OPTICS SMALL FORM FACTOR PLUGGABLE | 500 | 89% | 55 | Smita K |  | Sycomp
SPX5K-SPC-4-15-320 | Networking | Hardware | Juniper | SPX5K-SPC-4-15-320 | SRX5000 Line Next-Gen Service Processing Card (featuring 20 M sessions) | 100000 | 57.6% | 42400 | Smita K | Deb sub budget 11302018 | Sycomp
SRX-MIC-10XG-SFPP | Networking | Hardware | Juniper | SRX-MIC-10XG-SFPP | MIC with 10x10GE SFP+ Interfaces | 45000 | 57.6% | 19080 | Smita K | Deb sub budget 11302018 | Sycomp
SRX5600-PWR-AC | Networking | Hardware | Juniper | SRX5600-PWR-AC | High-Capacity AC Power Supply | 2000 | 0% | EOL, see comments | Smita K | Deb sub budget 11302018
SRX5600BASE-HC-AC | Networking | Hardware | Juniper | SRX5600BASE-HC-AC | AC SRX5600 chassis, includes RE, SCB, 2 AC,high capacity power supplies | 20000 | 0% | EOL, see comments | Smita K | Deb sub budget 11302018
SRX5K-MPC | Networking | Hardware | Juniper | SRX5K-MPC | Modular Port Concentrator | 89500 | 57.6% | 37948 | Smita K | Deb sub budget 11302018 | Sycomp
SRX5K-RE-1800X4 | Networking | Hardware | Juniper | SRX5K-RE-1800X4 | SRX5000 line Routing Engine, | 35000 | 57.6% | 14840 | Smita K | Deb sub budget 11302018 | Sycomp
SRX5K-SCBE | Networking | Hardware | Juniper | SRX5K-SCBE | SCB SRX5000 line Switch Control Board | 20000 | 57.6% | 8480 | Smita K | Deb sub budget 11302018 | Sycomp
SRX4200 | Networking | Hardware | Juniper | SRX4200 | SRX4200 Services Gateway | 40000 | 57.6% | 16960 | Smita K |  | Sycomp
JUNOS | Networking | Hardware | Juniper | JUNOS | JUNOS 32-Bit Standard Software Suite | 10000 | 80% | 2000 | Smita K
HK Installation | Networking | Installation | LanTro | HK Installation | HK Installation | 3000 | 0% | 3000 | Walter F |  | JA
Outside China installation charges | Networking | Installation | LanTro | Outside China installation charges | Outside China installation charges | 5000 | 0% | 5000 | Walter F |  | JA
01GX367 | Servers | Hardware | Lenovo | 01GX367 | PROTECTION Ess Svc-3Y 24x7x4 YDYD | 689 | 10% | EOL, see comments | Walter F | Replaced by 5PS7A01504 | Sycomp
3 YR Support - 7X02TURC00 | Servers | Hardware | Lenovo | 3 YR Support - 7X02TURC00 | 3 Year 24 X 7 Support - NBD | 559 | 10% | EOL, see comments | Rohit G | S-item EOL | Sycomp
5563AC1 | Servers | Hardware | Lenovo | 5563AC1 | x3550 M5 | 11908.06 | 0% | EOL, see comments | Rohit G | S-item EOL | Sycomp
5PS7A01504 | Servers | Maint. & Support | Lenovo | 5PS7A01504 | PROTECTION Ess Svc-3Y 24x7x4 YDYD | 1539 | 15% | 1308.15 | Rohit G |  | Sycomp
6462AC1 | Servers | Hardware | Lenovo | 6462AC1 | x3650 M5 | 12266.86 | 0% | EOL, see comments | Rohit G | S-item EOL | Sycomp
ACCH Support & Maint for SDS | Servers | Maint. & Support | Lenovo | ACCH Support & Maint for SDS |  | 2146 | 0% | 2146 | Rohit G |  | Sycomp
AEFK Support & Maint for SDS | Servers | Maint. & Support | Lenovo | AEFK Support & Maint for SDS |  | 1500 | 0% | 1500 | Rohit G |  | Sycomp
BIHY Support & Maint for SDS | Servers | Maint. & Support | Lenovo | BIHY Support & Maint for SDS |  | 1500 | 0% | 1500 | Rohit G |  | Sycomp
BYLG Support & Maint for SDS | Servers | Maint. & Support | Lenovo | BYLG Support & Maint for SDS |  | 23431.434 | 0% | 23431.434 | Rohit G |  | Sycomp
CASQ Support & Maint for SDS | Servers | Maint. & Support | Lenovo | CASQ Support & Maint for SDS |  | 1500 | 0% | 1500 | Rohit G |  | Sycomp
CASZ Support & Maint for SDS | Servers | Maint. & Support | Lenovo | CASZ Support & Maint for SDS |  | 1061.4 | 0% | 1061.4 | Rohit G |  | Sycomp
CATZ Support & Maint for SDS | Servers | Maint. & Support | Lenovo | CATZ Support & Maint for SDS |  | 1061.4 | 0% | 1061.4 | Rohit G |  | Sycomp
CMDG Support & Maint for SDS | Servers | Maint. & Support | Lenovo | CMDG Support & Maint for SDS |  | 1061.4 | 0% | 1061.4 | Rohit G |  | Sycomp
CORK Support & Maint for SDS | Servers | Maint. & Support | Lenovo | CORK Support & Maint for SDS |  | 2320 | 0% | 2320 | Rohit G |  | Sycomp
CPSZ Support & Maint for SDS | Servers | Maint. & Support | Lenovo | CPSZ Support & Maint for SDS |  | 1061.4 | 0% | 1061.4 | Rohit G |  | Sycomp
CSAT Support & Maint for SDS | Servers | Maint. & Support | Lenovo | CSAT Support & Maint for SDS |  | 1500 | 0% | 1500 | Rohit G |  | Sycomp
CSMC Support & Maint for SDS | Servers | Maint. & Support | Lenovo | CSMC Support & Maint for SDS |  | 36556.338 | 0% | 36556.338 | Rohit G |  | Sycomp
CWNJ Support & Maint for SDS | Servers | Maint. & Support | Lenovo | CWNJ Support & Maint for SDS |  | 44059.743 | 0% | 44059.743 | Rohit G |  | Sycomp
Elk Grove Support & Maint for SDS | Servers | Maint. & Support | Lenovo | Elk Grove Support & Maint for SDS |  | 76130.897 | 0% | 76130.897 | Rohit G |  | Sycomp
FLAU Support & Maint for SDS | Servers | Maint. & Support | Lenovo | FLAU Support & Maint for SDS |  | 19696.05 | 0% | 19696.05 | Rohit G |  | Sycomp
FLDG Support & Maint for SDS | Servers | Maint. & Support | Lenovo | FLDG Support & Maint for SDS |  | 1061.4 | 0% | 1061.4 | Rohit G |  | Sycomp
FLKS Support & Maint for SDS | Servers | Maint. & Support | Lenovo | FLKS Support & Maint for SDS |  | 1061.4 | 0% | 1061.4 | Rohit G |  | Sycomp
FODN Support & Maint for SDS | Servers | Maint. & Support | Lenovo | FODN Support & Maint for SDS |  | 1500 | 0% | 1500 | Rohit G |  | Sycomp
FOHM Support & Maint for SDS | Servers | Maint. & Support | Lenovo | FOHM Support & Maint for SDS |  | 1500 | 0% | 1500 | Rohit G |  | Sycomp
FONN Support & Maint for SDS | Servers | Maint. & Support | Lenovo | FONN Support & Maint for SDS |  | 1061.4 | 0% | 1061.4 | Rohit G |  | Sycomp
FOPY Support & Maint for SDS | Servers | Maint. & Support | Lenovo | FOPY Support & Maint for SDS |  | 1061.4 | 0% | 1061.4 | Rohit G |  | Sycomp
FXBK Support & Maint for SDS | Servers | Maint. & Support | Lenovo | FXBK Support & Maint for SDS |  | 1061.4 | 0% | 1061.4 | Rohit G |  | Sycomp
FXBZ Support & Maint for SDS | Servers | Maint. & Support | Lenovo | FXBZ Support & Maint for SDS |  | 10000 | 0% | 10000 | Rohit G |  | Sycomp
FXCD Support & Maint for SDS | Servers | Maint. & Support | Lenovo | FXCD Support & Maint for SDS |  | 20979.036 | 0% | 20979.036 | Rohit G |  | Sycomp
FXDT Support & Maint for SDS | Servers | Maint. & Support | Lenovo | FXDT Support & Maint for SDS |  | 1500 | 0% | 1500 | Rohit G |  | Sycomp
FXGL Support & Maint for SDS | Servers | Maint. & Support | Lenovo | FXGL Support & Maint for SDS |  | 39136.5585 | 0% | 39136.5585 | Rohit G |  | Sycomp
FXHA Support & Maint for SDS | Servers | Maint. & Support | Lenovo | FXHA Support & Maint for SDS |  | 1061.4 | 0% | 1061.4 | Rohit G |  | Sycomp
FXJD Support & Maint for SDS | Servers | Maint. & Support | Lenovo | FXJD Support & Maint for SDS |  | 2000 | 0% | 2000 | Rohit G |  | Sycomp
FXKS Support & Maint for SDS | Servers | Maint. & Support | Lenovo | FXKS Support & Maint for SDS |  | 1061.4 | 0% | 1061.4 | Rohit G |  | Sycomp
FXLHi Support & Maint for SDS | Servers | Maint. & Support | Lenovo | FXLHi Support & Maint for SDS |  | 16259.022 | 0% | 16259.022 | Rohit G |  | Sycomp
FXLHm Support & Maint for SDS | Servers | Maint. & Support | Lenovo | FXLHm Support & Maint for SDS |  | 4545.996 | 0% | 4545.996 | Rohit G |  | Sycomp
FXTY Support & Maint for SDS | Servers | Maint. & Support | Lenovo | FXTY Support & Maint for SDS |  | 6294.249 | 0% | 6294.249 | Rohit G |  | Sycomp
FXVY Support & Maint for SDS | Servers | Maint. & Support | Lenovo | FXVY Support & Maint for SDS |  | 1500 | 0% | 1500 | Rohit G |  | Sycomp
FXZA Support & Maint for SDS | Servers | Maint. & Support | Lenovo | FXZA Support & Maint for SDS |  | 1061.4 | 0% | 1061.4 | Rohit G |  | Sycomp
FXZZ Support & Maint for SDS | Servers | Maint. & Support | Lenovo | FXZZ Support & Maint for SDS |  | 65990.496 | 0% | 65990.496 | Rohit G |  | Sycomp
GGEC Support & Maint for SDS | Servers | Maint. & Support | Lenovo | GGEC Support & Maint for SDS |  | 1500 | 0% | 1500 | Rohit G |  | Sycomp
GISZ Support & Maint for SDS | Servers | Maint. & Support | Lenovo | GISZ Support & Maint for SDS |  | 1061.4 | 0% | 1061.4 | Rohit G |  | Sycomp
GTBN Support & Maint for SDS | Servers | Maint. & Support | Lenovo | GTBN Support & Maint for SDS |  | 1500 | 0% | 1500 | Rohit G |  | Sycomp
GTLY Support & Maint for SDS | Servers | Maint. & Support | Lenovo | GTLY Support & Maint for SDS |  | 1061.4 | 0% | 1061.4 | Rohit G |  | Sycomp
GTSD Support & Maint for SDS | Servers | Maint. & Support | Lenovo | GTSD Support & Maint for SDS |  | 1061.4 | 0% | 1061.4 | Rohit G |  | Sycomp
GTWF Support & Maint for SDS | Servers | Maint. & Support | Lenovo | GTWF Support & Maint for SDS |  | 1061.4 | 0% | 1061.4 | Rohit G |  | Sycomp
HK Colo Support & Maint for SDS | Servers | Maint. & Support | Lenovo | HK Colo Support & Maint for SDS |  | 96000 | 0% | 96000 | Rohit G |  | Sycomp
HPAM Support & Maint for SDS | Servers | Maint. & Support | Lenovo | HPAM Support & Maint for SDS |  | 1500 | 0% | 1500 | Rohit G |  | Sycomp
HPWL Support & Maint for SDS | Servers | Maint. & Support | Lenovo | HPWL Support & Maint for SDS |  | 1740 | 0% | 1740 | Rohit G |  | Sycomp
HX3310 | Servers | Hardware | Lenovo | HX3310 | 3310, 36C, 512, 1.2TB, 2TBHDD | 55393 | 65% | EOL, see comments | Rohit G | EOL, replaced by 7Y89CTO3WW | Sycomp
IAC Support & Maint for SDS | Servers | Maint. & Support | Lenovo | IAC Support & Maint for SDS |  | 11020 | 0% | 11020 | Rohit G |  | Sycomp
INFY Support & Maint for SDS | Servers | Maint. & Support | Lenovo | INFY Support & Maint for SDS |  | 1500 | 0% | 1500 | Rohit G |  | Sycomp
ITCZ Support & Maint for SDS | Servers | Maint. & Support | Lenovo | ITCZ Support & Maint for SDS |  | 1061.4 | 0% | 1061.4 | Rohit G |  | Sycomp
ITJI Support & Maint for SDS | Servers | Maint. & Support | Lenovo | ITJI Support & Maint for SDS |  | 1061.4 | 0% | 1061.4 | Rohit G |  | Sycomp
ITKS Support & Maint for SDS | Servers | Maint. & Support | Lenovo | ITKS Support & Maint for SDS |  | 1061.4 | 0% | 1061.4 | Rohit G |  | Sycomp
JACD Support & Maint for SDS | Servers | Maint. & Support | Lenovo | JACD Support & Maint for SDS |  | 1061.4 | 0% | 1061.4 | Rohit G |  | Sycomp
JAHS Support & Maint for SDS | Servers | Maint. & Support | Lenovo | JAHS Support & Maint for SDS |  | 696 | 0% | 696 | Rohit G |  | Sycomp
JAWX Support & Maint for SDS | Servers | Maint. & Support | Lenovo | JAWX Support & Maint for SDS |  | 3622.8 | 0% | 3622.8 | Rohit G |  | Sycomp
JBGP Support & Maint for SDS | Servers | Maint. & Support | Lenovo | JBGP Support & Maint for SDS |  | 1061.4 | 0% | 1061.4 | Rohit G |  | Sycomp
KOYQ Support & Maint for SDS | Servers | Maint. & Support | Lenovo | KOYQ Support & Maint for SDS |  | 1500 | 0% | 1500 | Rohit G |  | Sycomp
LELY Support & Maint for SDS | Servers | Maint. & Support | Lenovo | LELY Support & Maint for SDS |  | 1500 | 0% | 1500 | Rohit G |  | Sycomp
LGNJ Support & Maint for SDS | Servers | Maint. & Support | Lenovo | LGNJ Support & Maint for SDS |  | 1061.4 | 0% | 1061.4 | Rohit G |  | Sycomp
LGYB Support & Maint for SDS | Servers | Maint. & Support | Lenovo | LGYB Support & Maint for SDS |  | 1061.4 | 0% | 1061.4 | Rohit G |  | Sycomp
LGYM Support & Maint for SDS | Servers | Maint. & Support | Lenovo | LGYM Support & Maint for SDS |  | 1061.4 | 0% | 1061.4 | Rohit G |  | Sycomp
Maintenance & Support Renewals | Servers | Maint. & Support | Lenovo | Maintenance & Support Renewals | Lenovo server maintenance and Support Renewals | 650 | 0% | 650 | Rohit G | EOL - no reference | Sycomp
MESZ Support & Maint for SDS | Servers | Maint. & Support | Lenovo | MESZ Support & Maint for SDS |  | 1061.4 | 0% | 1061.4 | Rohit G |  | Sycomp
MOKS Support & Maint for SDS | Servers | Maint. & Support | Lenovo | MOKS Support & Maint for SDS |  | 696 | 0% | 696 | Rohit G |  | Sycomp
NCHM Support & Maint for SDS | Servers | Maint. & Support | Lenovo | NCHM Support & Maint for SDS |  | 1500 | 0% | 1500 | Rohit G |  | Sycomp
NCVP Support & Maint for SDS | Servers | Maint. & Support | Lenovo | NCVP Support & Maint for SDS |  | 5000 | 0% | 5000 | Rohit G |  | Sycomp
NLDCi Support & Maint for SDS | Servers | Maint. & Support | Lenovo | NLDCi Support & Maint for SDS |  | 10440 | 0% | 10440 | Rohit G |  | Sycomp
NSDG Support & Maint for SDS | Servers | Maint. & Support | Lenovo | NSDG Support & Maint for SDS |  | 1061.4 | 0% | 1061.4 | Rohit G |  | Sycomp
PGEG Support & Maint for SDS | Servers | Maint. & Support | Lenovo | PGEG Support & Maint for SDS |  | 1500 | 0% | 1500 | Rohit G |  | Sycomp
PGKS Support & Maint for SDS | Servers | Maint. & Support | Lenovo | PGKS Support & Maint for SDS |  | 31297.227 | 0% | 31297.227 | Rohit G |  | Sycomp
PGPD Support & Maint for SDS | Servers | Maint. & Support | Lenovo | PGPD Support & Maint for SDS |  | 44240.04 | 0% | 44240.04 | Rohit G |  | Sycomp
PGPDr Support & Maint for SDS | Servers | Maint. & Support | Lenovo | PGPDr Support & Maint for SDS |  | 1500 | 0% | 1500 | Rohit G |  | Sycomp
PGSZ Support & Maint for SDS | Servers | Maint. & Support | Lenovo | PGSZ Support & Maint for SDS |  | 20400 | 0% | 20400 | Rohit G |  | Sycomp
PMDG Support & Maint for SDS | Servers | Maint. & Support | Lenovo | PMDG Support & Maint for SDS |  | 1061.4 | 0% | 1061.4 | Rohit G |  | Sycomp
QCA Support & Maint for SDS | Servers | Maint. & Support | Lenovo | QCA Support & Maint for SDS |  | 2932.914 | 0% | 2932.914 | Rohit G |  | Sycomp
QSMC Support & Maint for SDS | Servers | Maint. & Support | Lenovo | QSMC Support & Maint for SDS |  | 23918.466 | 0% | 23918.466 | Rohit G |  | Sycomp
ROGZ Support & Maint for SDS | Servers | Maint. & Support | Lenovo | ROGZ Support & Maint for SDS |  | 1061.4 | 0% | 1061.4 | Rohit G |  | Sycomp
RONJ Support & Maint for SDS | Servers | Maint. & Support | Lenovo | RONJ Support & Maint for SDS |  | 1061.4 | 0% | 1061.4 | Rohit G |  | Sycomp
ROWJ Support & Maint for SDS | Servers | Maint. & Support | Lenovo | ROWJ Support & Maint for SDS |  | 1061.4 | 0% | 1061.4 | Rohit G |  | Sycomp
SASZ Support & Maint for SDS | Servers | Maint. & Support | Lenovo | SASZ Support & Maint for SDS |  | 1061.4 | 0% | 1061.4 | Rohit G |  | Sycomp
SHQT Support & Maint for SDS | Servers | Maint. & Support | Lenovo | SHQT Support & Maint for SDS |  | 1061.4 | 0% | 1061.4 | Rohit G |  | Sycomp
SMCL Support & Maint for SDS | Servers | Maint. & Support | Lenovo | SMCL Support & Maint for SDS |  | 1500 | 0% | 1500 | Rohit G |  | Sycomp
SPWX1 Support & Maint for SDS | Servers | Maint. & Support | Lenovo | SPWX1 Support & Maint for SDS |  | 1061.4 | 0% | 1061.4 | Rohit G |  | Sycomp
SPWX2 Support & Maint for SDS | Servers | Maint. & Support | Lenovo | SPWX2 Support & Maint for SDS |  | 1061.4 | 0% | 1061.4 | Rohit G |  | Sycomp
SPWX3 Support & Maint for SDS | Servers | Maint. & Support | Lenovo | SPWX3 Support & Maint for SDS |  | 1500 | 0% | 1500 | Rohit G |  | Sycomp
STQX Support & Maint for SDS | Servers | Maint. & Support | Lenovo | STQX Support & Maint for SDS |  | 1061.4 | 0% | 1061.4 | Rohit G |  | Sycomp
Support for ThinkSystem SR630 (1RU) | Servers | Maint. & Support | Lenovo | Support for ThinkSystem SR630 (1RU) | 3 Year 24 X 7 Support - NBD | 503.1 | 0% | 503.1 | Rohit G | PLACEHOLDER ONLY | Sycomp
Support for ThinkSystem SR650 (2RU) | Servers | Maint. & Support | Lenovo | Support for ThinkSystem SR650 (2RU) | 3 Year 24 X 7 Support - NBD | 503.1 | 0% | 503.1 | Rohit G |  | Sycomp
SUSG Support & Maint for SDS | Servers | Maint. & Support | Lenovo | SUSG Support & Maint for SDS |  | 1500 | 0% | 1500 | Rohit G |  | Sycomp
TPXM Support & Maint for SDS | Servers | Maint. & Support | Lenovo | TPXM Support & Maint for SDS |  | 1061.4 | 0% | 1061.4 | Rohit G |  | Sycomp
USSH Support & Maint for SDS | Servers | Maint. & Support | Lenovo | USSH Support & Maint for SDS |  | 44410.47 | 0% | 44410.47 | Rohit G |  | Sycomp
WIJK Support & Maint for SDS | Servers | Maint. & Support | Lenovo | WIJK Support & Maint for SDS |  | 1061.4 | 0% | 1061.4 | Rohit G |  | Sycomp
WIJK2 Support & Maint for SDS | Servers | Maint. & Support | Lenovo | WIJK2 Support & Maint for SDS |  | 1061.4 | 0% | 1061.4 | Rohit G |  | Sycomp
WIKS Support & Maint for SDS | Servers | Maint. & Support | Lenovo | WIKS Support & Maint for SDS |  | 44758.506 | 0% | 44758.506 | Rohit G |  | Sycomp
WIZS Support & Maint for SDS | Servers | Maint. & Support | Lenovo | WIZS Support & Maint for SDS |  | 1061.4 | 0% | 1061.4 | Rohit G |  | Sycomp
7Y89CTO3WW | Servers | Hardware | Lenovo | 7Y89CTO3WW | 3321, 36C, 768GB, 6x2.4TB HDD, 2TB SSD | 70991.53 | 64% | 25556.9508 | Rohit G | New - 11142018 | Sycomp
5PS7A04002 | Servers | Maint. & Support | Lenovo | 5PS7A04002 | HX3321 3 yr Support for HX3321 server | 939 | 15% | 798.15 | Rohit G | New - 12022018 | Sycomp
7X06TJHL00 | Servers | Hardware | Lenovo | 7X06TJHL00 | ThinkSystem SR650, Intel Xeon Gold 5118 12C 2.3GHz, 256GB, 750W, 1Gb 4-port RJ45 LOM | 38976 | 66.56% | 13033.44 | Rohit G | Replace, 7X06TURC00 New config 7X06TJHL00 @ $13,033.44. Lower by 4% | Sycomp
7X02S3L700 | Servers | Hardware | Lenovo | 7X02S3L700 | ThinkSystem SR630, Intel Xeon Gold 6132 14C 2.6GHz, 256GB, 750W, Emulex VFA5.2, 2x10 GbE SFP+ PCIe Adapter | 42406.75 | 66.08% | 14385.6 | Rohit G | Replaces 7X02TURD00, New config 7X02S3L700 @ $14,385. Lower by 4% | Sycomp
7X06UULD00 | Servers | Hardware | Lenovo | 7X06UULD00 | ThinkSystem SR650, 2xIntel Xeon Gold 6128 6C 3.4GHz 115W, 12x16GB 2Rx8, 14x8TB 7200, SW RD, 2x750W, XCC Enterprise, ThinkSystem Tool less Slide Rail Kit with 2U CMA | 41840 | 63.66% | 15203.16 | Rohit G |  | Sycomp
7X02UUL500 | Servers | Hardware | Lenovo | 7X02UUL500 | ThinkSystem SR630, 2xIntel Xeon Silver 4114 10C 2.2GHz 85W, 12x16GB 2Rx8, 8x1.2TB 10000, RAID 930-8i 2GB Flash PCIe 12Gb Adapter, 2x 750W, XCC Enterprise, ThinkSystem Toolless Slide Rail Kit with 1U CMA | 23573 | 64% | 8486 | Rohit G |  | Sycomp
7X02S2PF00 | Servers | Hardware | Lenovo | 7X02S2PF00 | ThinkSystem SR630: 2x Intel Xeon Bronze 3104 6C 85W 1.7GHz Processor, 32GB TruDDR4 2666 MHz (1Rx8 1.2V) RDIMM, 8x ThinkSystem 2.5" 900GB 10K SAS 12Gb Hot Swap 512n HDD | 14522 | 63.93% | 5238.72 | Rohit G |  | Sycomp
7Y89S0FM00 | Servers | Hardware | Lenovo | 7Y89S0FM00 | ThinkAgile HX3321 Certified Node 3YR, 2 X Intel Xeon Gold 6150 18C 165W 2.7GHz Processor | 70991.53 | 64% | 25556.95 | Rohit G |  | Sycomp
7X02S3KH00 | Servers | Hardware | Lenovo | 7X02S3KH00 | Thins System SR630 Model: Intel Xeon Gold 6134 8C 130W 3.2GHz Processor, 64GB TruDDR4 2666 MHz (2Rx4 1.2V) RDIMM, 2x 5200 480GB MS SATA 2.5" HS SSD | 15086 | 62% | 5733 | Rohit G |  | Sycomp
7X02S4PX00 | Servers | Hardware | Lenovo | 7X02S4PX00 | ThinkSystem SR630, 2 X Intel Xeon Gold 6150 18C 165W 2.7GHz Processor, 24x16GB 2Rx8, 4x480GB SDD, RAID 930-8i, 2GB Flash PCIe 12Gb Adapter, 2x750 W,XCC Enterprise | 43246 | 63.66% | 15714 | Rohit G | Replaces 7X02S19600, New config 7X02S4PX00 @ $15,714. Lower by 4% | Sycomp
Machine Metrics | Misc | Hardware | Machine Metrics | Machine Metrics | Machine Metrics | 200000 | 0% | EOL, see comments | Walter F | Place holder by business _ VOID 4/19 | BUSINESS
SOFTWARE/ MISC Support & Maint for SDS | Software | Software | Mesosphere | SOFTWARE/ MISC Support & Maint for SDS |  | 18900 | 0% | 18900 | Nancy L |  | Nancy L
Mesosphere Enterprise DC/OS. Premium Support | Software | Software | Mesosphere | Mesosphere Enterprise DC/OS. Premium Support | Mesosphere Enterprise DC/OS. Premium Support, License Fee $450/Node/year |  |  | 450 | Nancy L | From Atif, 4/27/19. Apple contracted rate | Nancy L
MMR-2G-1URS | Misc | Hardware | Mk1 Manufacturing | MMR-2G-1URS | 1RU Macmini Mount (2 slots) | 239.95 | 0% | 259.15 | Walter F |  | Sycomp
6510-SVS-4OS-1 | Storage | Hardware | NetApp | 6510-SVS-4OS-1 | 4HR ONSITE SUP PT BR-6510 3YR | 4947 | 13.31% | EOL, see comments | Rohit G | EOL, replaced by QK753C | Sycomp
BR-6510-24-16G-R | Storage | Hardware | NetApp | BR-6510-24-16G-R | 6510 24P 16GB SWL SFPS BR AC PT SIDE EXH - 24 Port | 27410 | 44.86% | EOL, see comments | Rohit G | EOL, replaced by QK753C | Sycomp
CS-O2-4HR | Storage | Hardware | NetApp | CS-O2-4HR | Support forFAS8080HA w 4x DSK SHLF,24x1.8TB,10K,6Gb SAS,2x 2TB FlashCache,4x Brocade, 8x ATTO, cabinets, Local SyncMirror, additional drives, cables for dark fiber and SFPs, NRD, 36 Months | 152898.61 | 76% | EOL, see comments | Rohit G | EOA and substitute a FAS8200 | Sycomp
E-X4079C | Storage | Hardware | NetApp | E-X4079C | 3.2TB SSD | 14067 | 72.2% | EOL, see comments | Rohit G | EOL replacement part E-X4134A 3.8TB drive | Sycomp
EF560A | Storage | Hardware | NetApp | EF560A | EF560 3.2TB SSD, cables, rackmount kit, OS enablement | 337456.92 | 76.21% | EOL, see comments | Rohit G | EOL replacement part EF570 | Sycomp
Elk Grove Support & Maint for SDS | Storage | Maint. & Support | NetApp | Elk Grove Support & Maint for SDS |  | 7500 | 0% | 7500 | Rohit G |  | Sycomp
FAS8020HA | Storage | Hardware | Netapp | FAS8020HA | FAS8020HA with 1x DS4246 6TB, NFS, OS enablement, cables, rackmount kit | 250990.8 | 0% | EOL, see comments | Rohit G | EOL replacement part FAS8200 | Sycomp
FAS8080HA | Storage | Hardware | NetApp | FAS8080HA | FAS8080HA w 12x DSK SHLF,24x1.8TB,10K,6Gb SAS,2x 2TB FlashCache,4x Brocade, 8x ATTO, cabinets, Local SyncMirror, additional drives, cables for dark fiber and SFPs | 904002.96 | 58.13% | EOL, see comments | Rohit G | EOL replacement part FAS8200 | Sycomp
FXCD Support & Maint for SDS | Storage | Maint. & Support | NetApp | FXCD Support & Maint for SDS |  | 7937.714 | 0% | 7937.714 | Rohit G |  | Sycomp
FXGL Support & Maint for SDS | Storage | Maint. & Support | NetApp | FXGL Support & Maint for SDS |  | 3968.857 | 0% | 3968.857 | Rohit G |  | Sycomp
FXLHi Support & Maint for SDS | Storage | Maint. & Support | NetApp | FXLHi Support & Maint for SDS |  | 15073.9125 | 0% | 15073.9125 | Rohit G |  | Sycomp
HK Colo Support & Maint for SDS | Storage | Maint. & Support | NetApp | HK Colo Support & Maint for SDS |  | 3652.583 | 0% | 3652.583 | Rohit G |  | Sycomp
QSMC Support & Maint for SDS | Storage | Maint. & Support | NetApp | QSMC Support & Maint for SDS |  | 3818.6095 | 0% | 3818.6095 | Rohit G |  | Sycomp
X-02659-00 | Storage | Hardware | NetApp | X-02659-00 | Rail Kit,4-Post,Rnd/Sq- Hole,Adj,24-32 | 221.4 | 53% | 104.06 | Rohit G |  | Sycomp
X-6510-24-16G-R | Storage | Hardware | NetApp | X-6510-24-16G-R | - | 8841 | 0% | EOL, see comments | Rohit G | EOL - replaced by HP model | Sycomp
A300 with 3.8SSD | Storage | Hardware | NetApp | A300 with 3.8SSD | A300 with 3.8SSD | 990953.36 | 70.7% | 290349.3345 | Rohit G |  | Sycomp
A300 with 3.8 SSD support | Storage | Maint. & Support | NetApp | A300 with 3.8 SSD support | A300 support | 118415.08 | 85% | 17762.262 | Rohit G |  | Sycomp
CS-O2-4HR | Networking | Hardware | NetApp | CS-O2-4HR | Support for EF560 w/24x 1.6TB SSD, cables, OS enablement, NRD 36M | 43713.25 | 85% | EOL, see comments | Rohit G | Deb sub budget 11302018
EF560 1.6TB | Networking | Hardware | NetApp | EF560 1.6TB | EF560 w/24x 1.6TB SSD, rail kit, OS enablement | 228185.16 | 77.44% | EOL, see comments | Rohit G | Deb sub budget 11302018
FAS8200 MC Qty 12 1.8TB | Storage | Hardware | NetApp | FAS8200 MC Qty 12 1.8TB | FAS8200 Metrocluster with 12x 1.8TB SAS shelves, Metrocluster switches, Metrocluster bridges, cables, cabinet, OS enablement | 654786.64 | 57.54% | 278022.4073 | Rohit G | We now show the price per TB, added on line 721 (OS-ONTAP1- CAP2-BASE) | Sycomp
EF570A Qty 24 X 3.2TB SSD | Storage | Hardware | NetApp | EF570A Qty 24 X 3.2TB SSD | EF570 3.2TB SSD, cables, OS enablement, rail kit | 353628.84 | 76.76% | 82182.6352 | Rohit G |  | Sycomp
EF570A Qty 8 X 3.2TB SSD | Storage | Hardware | NetApp | EF570A Qty 8 X 3.2TB SSD | EF570 8x3.2TB SSD, cables, OS enablement, rail kit | 161769.64 | 76.67% | 37748.1366 | Rohit G |  | Sycomp
E-X4101B | Storage | Hardware | NetApp | E-X4101B | SSD 3.2TB | 28134 | 75% | 7033.5 | Rohit G | used higher cost needs to be clarified | Sycomp
FAS8200 MC Qty 12 1.8TB | Storage | Hardware | NetApp | FAS8200 MC Qty 12 1.8TB | FAS8200 Metrocluster with 12x 1.8TB SAS shelves, Metrocluster switches, Metrocluster bridges, cables, cabinet, OS enablement | 654786.64 | 57.54% | 278022.4073 | Rohit G | We now show the price per TB, added on line 721 (OS-ONTAP1- CAP2-BASE) | Sycomp
EF570A Qty 24 X 1.6TB | Networking | Hardware | NetApp | EF570A Qty 24 X 1.6TB | EF570 24x1.6TB SSD, cables, rail kit | 184596.84 | 73.05% | 49748.8484 | Rohit G | Updated to correct list price | Sycomp
OS SANTRICITY1 - EF570A Qty 24 X 1.6TB | Networking | Hardware | NetApp | OS SANTRICITY1 - EF570A Qty 24 X 1.6TB | OS Enablement,Per 0.1TB | 106.98 | 81.48% | 19.8127 | Rohit G | Updated to correct list price | Sycomp
CS-O2-4HR - EF570A Qty 24 X 1.6TB | Networking | Maint. & Support | NetApp | CS-O2-4HR - EF570A Qty 24 X 1.6TB | SupportEdge Premium, 4hr, NRD 36M for EF570A 1.6TB | 40464.2 | 85% | 6069.64 | Rohit G | Updated to correct list price | Sycomp
Ngnix - Plus Instance | Software | Software | Ngnix | Ngnix - Plus Instance | Basic Support | 500 | 0% | 500 | Nancy L |  | Walter F
Global Security - move (1) room of equipment | Services | Maint. & Support | Northland Controls | Global Security - move (1) room of equipment | Global Security - move (1) room of equipment | 20000 | 0% | 20000 | Gilbert O |  | JA
SW-PRD-3YR | Storage | Maint. & Support | Nutanix | SW-PRD-3YR | 3YR Production 24/7 System support (Software only) | 25160 | 91.32% | 2736.8 | Rohit G | Updated pricing | Sycomp
SW-PRO | Storage | Maint. & Support | Nutanix | SW-PRO | Nutanix Software Foundation - Hypervisor Agnostic Installer Controller VM Prism Basic Management Pro License Entitlement | 52850 | 89.15% | 5751.9 | Rohit G | Updated pricing | Sycomp
SOFTWARE/ MISC Support & Maint for SDS | Services | Maint. & Support | Nutanix | SOFTWARE/ MISC Support & Maint for SDS |  | 120000 | 0% | 120000 | Rohit G |  | Sycomp
BYLG Support & Maint for SDS | Services | Maint. & Support | Oracle | BYLG Support & Maint for SDS |  | 125148.56 | 0% | 125148.56 | Rohit G |  | Sycomp
CORK Support & Maint for SDS | Services | Maint. & Support | Oracle | CORK Support & Maint for SDS |  | 21850.1872 | 0% | 21850.1872 | Rohit G |  | Sycomp
Elk Grove Support & Maint for SDS | Servers | Maint. & Support | Oracle | Elk Grove Support & Maint for SDS |  | 443698.42 | 0% | 443698.42 | Rohit G | . | Sycomp
FLAU Support & Maint for SDS | Services | Maint. & Support | Oracle | FLAU Support & Maint for SDS |  | 136342.31 | 0% | 136342.31 | Rohit G |  | Sycomp
FXCD Support & Maint for SDS | Services | Maint. & Support | Oracle | FXCD Support & Maint for SDS |  | 252157.16 | 0% | 252157.16 | Rohit G |  | Sycomp
FXLHm Support & Maint for SDS | Services | Maint. & Support | Oracle | FXLHm Support & Maint for SDS |  | 239141.71 | 0% | 239141.71 | Rohit G |  | Sycomp
NLDCm Support & Maint for SDS | Services | Maint. & Support | Oracle | NLDCm Support & Maint for SDS |  | 13073.1725 | 0% | 13073.1725 | Rohit G |  | Sycomp
QSMC Support & Maint for SDS | Services | Maint. & Support | Oracle | QSMC Support & Maint for SDS |  | 242309.6 | 0% | 242309.6 | Rohit G |  | Sycomp
SOFTWARE/ MISC Support & Maint for SDS | Services | Maint. & Support | Oracle Linux | SOFTWARE/ MISC Support & Maint for SDS |  | 61359.683 | 0% | 61359.683 | Rohit G |  | Sycomp
SOFTWARE/ MISC Support & Maint for SDS | Services | Maint. & Support | Palo Alto Networks | SOFTWARE/ MISC Support & Maint for SDS |  | 108600 | 0% | 108600 | Smita K |  | Sycomp
PAN-PA-5060 | Networking | Hardware | Palo Alto Networks | PAN-PA-5060 | IDS Network Device | 130000 | 47% | EOL, see comments | Smita K | Deb sub budget 11302018. Part EOL - replacement part PAN-PA-5220-AC | Sycomp
PAN-PA-5060-TP-3YR-HA2 | Networking | Hardware | Palo Alto Networks | PAN-PA-5060-TP-3YR-HA2 | Threat prevention subscription 3-year prepaid, PS-506 HA Mode | 48050 | 32% | EOL, see comments | Smita K | Deb sub budget 11302018. Part EOL - replacement part PAN-PA-5220-TP-3YR-HA2 | Sycomp
PAN-SVC-BKLN-5060-3YR | Networking | Hardware | Palo Alto Networks | PAN-SVC-BKLN-5060-3YR | Partner enabled premium support 3-year prepaid, PA-5060 | 49920 | 30% | EOL, see comments | Smita K | Deb sub budget 11302018. Part EOL replacement part PAN-SVC-PREM-5220-3YR | Sycomp
10G SFPs (SR) | Networking | Hardware | Palo Alto Networks | 10G SFPs (SR) | 10G SFPs (SR) | 1500 | 47% | 795 | Smita K |  | Sycomp
1G SFPs (SR) | Networking | Hardware | Palo Alto Networks | 1G SFPs (SR) | 1G SFPs (SR) | 500 | 47% | 265 | Smita K |  | Sycomp
PAN-PA-3060 | Networking | Hardware | Palo Alto Networks | PAN-PA-3060 | Palo Alto Networks PA-3060 | 36000 | 47% | EOL, see comments | Smita K | EOL, replacement part PAN-PA-3220 | Sycomp
PAN-PA-3060-TP-3YR-HA2 | Networking | Maint. & Support | Palo Alto Networks | PAN-PA-3060-TP-3YR-HA2 | Threat prevention subscription 3 year prepaid for device in an HA pair, PA-3060 | 17280 | 42% | EOL, see comments | Smita K | EOL, replacement part PAN-PA-3220-TP-3YR-HA2 | Sycomp
PAN-PA-3220 | Networking | Hardware | Palo Alto Networks | PAN-PA-3220 | Palo Alto Networks PA-3220 with redundant AC power supplies | 18000 | 47% | 9540 | Smita K |  | Sycomp
PAN-PA-3220-TP-3YR-HA2 | Networking | Maint. & Support | Palo Alto Networks | PAN-PA-3220-TP-3YR-HA2 | Threat prevention subscription 3 year prepaid for device in an HA pair, PA-3220 | 6700 | 47% | 3551 | Smita K |  | Sycomp
PAN-PA-3220-TP-HA2 | Networking | Maint. & Support | Palo Alto Networks | PAN-PA-3220-TP-HA2 | Threat prevention subscription for device in an HA pair year 1, PA-3220 | 2525 | 42% | 1464.5 | Smita K |  | Sycomp
PAN-PA-5200-RACK4 | Networking | Hardware | Palo Alto Networks | PAN-PA-5200-RACK4 | Palo Alto Networks PA-5200 4 post rack mount kit. | 150 | 47% | 79.5 | Smita K |  | Sycomp
PAN-PA-5250-AC | Networking | Hardware | Palo Alto Networks | PAN-PA-5250-AC | Palo Alto Networks PA-5250 with redundant AC power supplies | 100000 | 47% | 53000 | Smita K |  | Sycomp
PAN-QSFP28-AOC-10M | Networking | Hardware | Palo Alto Networks | PAN-QSFP28-AOC-10M | QSFP28 form factor, 100Gb active optical cable with 2 transceivers and 10m of cable permanently bonded as an assembly | 1800 | 47% | 954 | Smita K |  | Sycomp
PAN-SFP-LX | Networking | Hardware | Palo Alto Networks | PAN-SFP-LX | 1 GB SFP LX Transceiver | 1000 | 47% | 530 | Smita K |  | Sycomp
PAN-SFP-PLUS-LR | Networking | Hardware | Palo Alto Networks | PAN-SFP-PLUS-LR | 10 GB SFP LR Transceiver | 2000 | 47% | 1060 | Smita K |  | Sycomp
PAN-SFP-PLUS-SR | Networking | Hardware | Palo Alto Networks | PAN-SFP-PLUS-SR | SFP+ form factor, SR 10Gb optical transceiver, short reach 300m, OM3 MMF, duplex LC, IEEE 802.3ae 10GBASE-SR compliant | 1500 | 47% | 795 | Smita K |  | Sycomp
PAN-SFP-SX | Networking | Hardware | Palo Alto Networks | PAN-SFP-SX | 1 GB SFP SX Transceiver | 500 | 47% | 265 | Smita K |  | Sycomp
PAN-SVC-PREM-3060-3YR | Networking | Maint. & Support | Palo Alto Networks | PAN-SVC-PREM-3060-3YR | Premium support 3-year prepaid, PA-3060 | 13820 | 30% | 9674 | Smita K |  | Sycomp
PAN-SVC-PREM-3220 | Networking | Maint. & Support | Palo Alto Networks | PAN-SVC-PREM-3220 | Premium support year 1, PA-3220 | 3875 | 30% | 2012.5 | Smita K |  | Sycomp
PAN-SVC-PREM-3220-3YR | Networking | Maint. & Support | Palo Alto Networks | PAN-SVC-PREM-3220-3YR | Premium support 3-year prepaid, PA-3220 | 6900 | 30% | 4830 | Smita K |  | Sycomp
PAN-SVC-PREM-5250-3YR | Networking | Maint. & Support | Palo Alto Networks | PAN-SVC-PREM-5250-3YR | Premium support 3-year prepaid, PA-5250 | 38400 | 30% | 26880 | Smita K |  | Sycomp
SFP-10G-LR | Networking | Hardware | Palo Alto Networks | SFP-10G-LR | Palo Alto SFP 10G LR | 2000 | 47% | 1060 | Smita K |  | Sycomp
SFP-1G-LX | Networking | Hardware | Palo Alto Networks | SFP-1G-LX | Palo Alto SFP 1G LX | 1000 | 47% | 530 | Smita K |  | Sycomp
PAN-PA-5220-AC | Networking | Hardware | Palo Alto Networks | PAN-PA-5220-AC | Palo Alto Networks PA-5220 with redundant AC power supplies | 50000 | 47% | 26500 | Smita K
PAN-SVC-PREM-5220-3YR | Networking | Maint. & Support | Palo Alto Networks | PAN-SVC-PREM-5220-3YR | Premium support 3-year prepaid, PA-5220 | 19200 | 30% | 13440 | Smita K
PAN-PA-5060-TP-HA2 | Services | Maint. & Support | Palo Alto Networks | PAN-PA-5060-TP-HA2 | Threat prevention subscription for device in an HA pair year 1, PA-5060 | 18200 | 42% | 10556 | Smita K |  | Sycomp
PAN-SVC-PREM-5060 | Services | Maint. & Support | Palo Alto Networks | PAN-SVC-PREM-5060 | Premium support year 1, PA-5060 | 5731.12 | 0% | EOL, see comments | Smita K | EOL, replacement part PAN-SVC-PREM-5220 | Sycomp
CC5E88IW | Cables | Hardware | Panduit | CC5E88IW | Mini-Com Coupler Module, Category 5e, UTP, Off White | 6.72 | 0% | 6.72 | John K. |  | Sycomp
CFAPPBL1 | Cables | Hardware | Panduit | CFAPPBL1 | Fiber Adapter Patch Panel 1 RU | 16.17 | 0% | 16.17 | John K. |  | Sycomp
CLT100F-C4 | Cables | Hardware | Panduit | CLT100F-C4 | 100’ Cable Jacket | 132.48 | 0% | 132.48 | John K. |  | Sycomp
F92ERLNLNSNM002 | Cables | Hardware | Panduit | F92ERLNLNSNM002 | LC-LC 9 M DUPL 1.6MM PATCH CORD 1M | 24.02 | 0% | 24.02 | John K. |  | Sycomp
F92ERLNLNSNM003 | Cables | Hardware | Panduit | F92ERLNLNSNM003 | LC, Single Mode, 3m, fiber optic 9/125 micron | 28.18 | 0% | 28.18 | John K. |  | Sycomp
F92ERLNLNSNM005 | Cables | Hardware | Panduit | F92ERLNLNSNM005 | LC, Single Mode, 5m, fiber optic 9/125 micron | 25.04 | 0% | 32.46 | John K. |  | Sycomp
F92ERLNLNSNM03 | Cables | Hardware | Panduit | F92ERLNLNSNM03 | LC, Single Mode, 3m, fiber optic 9/125 micron | 30.24 | 0% | 30.24 | John K. |  | Sycomp
F92ERLNLNSNM05 | Cables | Hardware | Panduit | F92ERLNLNSNM05 | LC, Single Mode, 5m, fiber optic 9/125 micron | 32.16 | 0% | 32.16 | John K. |  | Sycomp
F92ERLNLNSNM2 | Cables | Hardware | Panduit | F92ERLNLNSNM2 | LC-LC 9 M DUPL 1.6MM PATCH CORD 2M | 24.02 | 0% | 24.02 | John K. |  | Sycomp
F92ERLNLNSNM2.5 | Cables | Hardware | Panduit | F92ERLNLNSNM2.5 | LC-LC 9 M DUPL 1.6MM PATCH CORD 2.5M | 27.86 | 0% | 27.86 | John K. |  | Sycomp
F9TRP5N5NANF015 | Cables | Hardware | Panduit | F9TRP5N5NANF015 | 15 FT 9 M FLAT RIBBON PLENUM RATED MTP | 190.54 | 0% | 190.54 | John K. |  | Sycomp
F9TRP5N5NANF030 | Cables | Hardware | Panduit | F9TRP5N5NANF030 | 35 FT 9 M FLAT RIBBON PLENUM RATED MTP | 197.91 | 0% | 197.91 | John K. |  | Sycomp
F9TRP5N5NANF035 | Cables | Hardware | Panduit | F9TRP5N5NANF035 | 35 FT 9 M FLAT RIBBON PLENUM RATED MTP | 210.16 | 0% | 241.29 | John K. |  | Sycomp
F9TRP5N5NANF045 | Cables | Hardware | Panduit | F9TRP5N5NANF045 | 45 FT 9 M FLAT RIBBON PLENUM RATED MTP | 205.27 | 0% | 205.27 | John K. |  | Sycomp
F9TRP5N5NANF055 | Cables | Hardware | Panduit | F9TRP5N5NANF055 | 55 FT 9 M FLAT RIBBON PLENUM RATED MTP | 210.17 | 0% | 210.17 | John K. |  | Sycomp
F9TRP5N5NANF075 | Cables | Hardware | Panduit | F9TRP5N5NANF075 | 75 FT -9 M FLAT RIBBON PLENUM RATED MTP | 219.98 | 0% | 219.98 | John K. |  | Sycomp
F9TRP5N5NANF100 | Cables | Hardware | Panduit | F9TRP5N5NANF100 | 100 FT -9 M FLAT RIBBON PLENUM RATED MTP | 232.26 | 0% | 232.26 | John K. |  | Sycomp
FC29N-24-10AS | Cables | Hardware | Panduit | FC29N-24-10AS | OS1/OS2 24-fiber total, standard loss, LC duplex adapter (color and split sleeve dictated by fiber type), standard method A | 423.4 | 0% | 423.4 | John K. |  | Sycomp
FC2XN-24-10AF | Cables | Hardware | Panduit | FC2XN-24-10AF | FIBER CASSETTE 10 GBE 50 M 24-FIBER 12 D | 352.84 | 0% | 352.84 | John K. |  | Sycomp
FQCRCM | Cables | Hardware | Panduit | FQCRCM | Quicknet Cassette Rear Cable Manager | 52.98 | 0% | 52.98 | John K. |  | Sycomp
FX2ERLNLNSNM002 | Cables | Hardware | Panduit | FX2ERLNLNSNM002 | LC-LC 10GIG OM3 50 M, 1.6MM DUPL, 2M | 22 | 0% | 22 | John K. |  | Sycomp
FX2ERLNLNSNM003 | Cables | Hardware | Panduit | FX2ERLNLNSNM003 | 2-fiber OM3 10 GbE LC duplex to LC duplex patch cord OFNR (riser) rated, 1.6mm jacketed cable Std. 3M | 22.84 | 0% | 22.84 | John K. |  | Sycomp
FX2ERLNLNSNM005 | Cables | Hardware | Panduit | FX2ERLNLNSNM005 | 2-fiber OM3 10 GbE LC duplex to LC duplex patch cord OFNR (riser) rated, 1.6mm jacketed cable Std. 5M | 24.32 | 0% | 24.32 | John K. |  | Sycomp
FX2ERLNLNSNM008 | Cables | Hardware | Panduit | FX2ERLNLNSNM008 | 2-fiber OM3 10 GbE LC duplex to LC duplex patch cord OFNR (riser) rated, 1.6mm jacketed cable Std. 8M | 27.07 | 0% | 27.07 | John K. |  | Sycomp
FX2ERLNLNSNM010 | Cables | Hardware | Panduit | FX2ERLNLNSNM010 | 2-fiber OM3 10 GbE LC duplex to LC duplex patch cord OFNR (riser) rated, 1.6mm jacketed cable Std. 10M | 28.77 | 0% | 28.77 | John K. |  | Sycomp
FX2ERLNLNSNM050 | Cables | Hardware | Panduit | FX2ERLNLNSNM050 | 2-fiber OM3 10 GbE LC duplex to LC duplex patch cord OFNR (riser) rated, 1.6mm jacketed cable Std. 50M | 62.59 | 0% | 62.59 | John K. |  | Sycomp
FX2ERLNLNSNM1 | Cables | Hardware | Panduit | FX2ERLNLNSNM1 | LC-LC 10GIG OM3 50 M, 1.6MM DUPL, 1M | 21.85 | 0% | 23.97 | John K. |  | Sycomp
FX2ERLNLNSNM1.5 | Cables | Hardware | Panduit | FX2ERLNLNSNM1.5 | LC-LC 10GIG OM3 50 M, 1.6MM DUPL, 1.5M | 21.85 | 0% | 20.5 | John K. |  | Sycomp
FX2ERLNLNSNM2 | Cables | Hardware | Panduit | FX2ERLNLNSNM2 | LC-LC 10GIG OM3 50 M, 1.6MM DUPL, 2M | 22 | 0% | 22 | John K. |  | Sycomp
FX2ERLNLNSNM2.5 | Cables | Hardware | Panduit | FX2ERLNLNSNM2.5 | LC-LC 10GIG OM3 50 M, 1.6MM DUPL, 2.5M | 22.42 | 0% | 22.42 | John K. |  | Sycomp
FXTRP5N5NANF0100 | Cables | Hardware | Panduit | FXTRP5N5NANF0100 | 100 FT - 12FIBER 10 GIG FLAT RIBBON PLENU | 289.22 | 0% | 289.22 | John K. |  | Sycomp
FXTRP5N5NANF045 | Cables | Hardware | Panduit | FXTRP5N5NANF045 | 45 FT - 12FIBER 10 GIG FLAT RIBBON PLENU | 221.74 | 0% | 221.74 | John K. |  | Sycomp
FXTRP5N5NANF075 | Cables | Hardware | Panduit | FXTRP5N5NANF075 | 75 FT - 12FIBER 10 GIG FLAT RIBBON PLENU | 258.56 | 0% | 258.56 | John K. |  | Sycomp
HLM-15R0 | Cables | Hardware | Panduit | HLM-15R0 | Tak-Ty® hook & loop miniature roll cable tie, 15' (4.6m) length, .33" (8.4mm) width, nylon loop, polyethylene hook, black. | 12.62 | 0% | 14.31 | John K. |  | Sycomp
HLS-15R0 | Cables | Hardware | Panduit | HLS-15R0 | 10ft. Velcro Roll, 0.75 inch width, Standard,BlackColor | 20.5 | 0% | 20.5 | John K. |  | Sycomp
HLS-15R2 | Cables | Hardware | Panduit | HLS-15R2 | HOOK & LOOP ROLL, 15'L (4.6M), .75W (19 Red) | 20.5 | 0% | 20.5 | John K. |  | Sycomp
HLS-15R5 | Cables | Hardware | Panduit | HLS-15R5 | HOOK & LOOP ROLL, 15'L (4.6M), .75W (19 Green) | 20.5 | 0% | 20.5 | John K. |  | Sycomp
HLS-15R6 | Cables | Hardware | Panduit | HLS-15R6 | HOOK & LOOP ROLL, 15'L (4.6M), .75W (19 Blue) | 20.5 | 0% | 20.5 | John K. |  | Sycomp
HLS-75R4 | Cables | Hardware | Panduit | HLS-75R4 | Hook & Loop Cable Ties | 96.69 | 0% | 96.69 | John K. |  | Sycomp
QCPBCBCBXX125 | Cables | Hardware | Panduit | QCPBCBCBXX125 | QN CABLE ASSEMBLY, CAT 6, CMP, BLUE UTP | 736.91 | 0% | 736.91 | John K. |  | Sycomp
QCPBCBCBXX15 | Cables | Hardware | Panduit | QCPBCBCBXX15 | QN CABLE ASSEMBLY, CAT 6, CMP, BLUE UTP | 305.66 | 0% | 305.66 | John K. |  | Sycomp
QCPBCBCBXX30 | Cables | Hardware | Panduit | QCPBCBCBXX30 | QN CABLE ASSEMBLY, CAT 6, CMP, BLUE UTP 30FT | 340.94 | 0% | 340.94 | John K. |  | Sycomp
QCPBCBCBXX35 | Cables | Hardware | Panduit | QCPBCBCBXX35 | QN CABLE ASSEMBLY, CAT 6, CMP, BLUE UTP | 352.7 | 0% | 352.7 | John K. |  | Sycomp
QCPBCBCBXX55 | Cables | Hardware | Panduit | QCPBCBCBXX55 | QN CABLE ASSEMBLY, CAT 6, CMP, BLUE UTP | 399.76 | 0% | 399.76 | John K. |  | Sycomp
QCPBCBCBXX75 | Cables | Hardware | Panduit | QCPBCBCBXX75 | QN CABLE ASSEMBLY, CAT 6, CMP, BLUE UTP | 492.49 | 0% | 492.49 | John K. |  | Sycomp
QPP24BL | Cables | Hardware | Panduit | QPP24BL | QN PATCH PANEL, FLAT, 24 PORT, 1RU | 32.65 | 0% | 32.65 | John K. |  | Sycomp
QPP48HDBL | Cables | Hardware | Panduit | QPP48HDBL | QN PATCH PANEL, FLAT, 48 PORT, 1RU | 77.91 | 0% | 77.91 | John K. |  | Sycomp
UTPCH1MBUY | Cables | Hardware | Panduit | UTPCH1MBUY | 1 Meter RJ45 Cat5e Copper Cable | 2.68 | 0% | 2.68 | John K. |  | Sycomp
UTPCH2MBUY | Cables | Hardware | Panduit | UTPCH2MBUY | 2 METER COPPER PATCH CORD, CATEGORY 5E, BLUE UTP CABLE | 3.12 | 0% | 3.12 | John K. |  | Sycomp
UTPCH2MORY | Cables | Hardware | Panduit | UTPCH2MORY | 2 METERCOPPER PATCH CORD, CATEGORY 5E, ORANGE UTP CABLE | 3.12 | 0% | 3.12 | John K. |  | Sycomp
UTPCH3MBUY | Cables | Hardware | Panduit | UTPCH3MBUY | 3 METER COPPER PATCH CORD, CATEGORY 5E, BLUE UTP CABLE | 3.54 | 0% | 3.54 | John K. |  | Sycomp
UTPSP1.5MBUY | Cables | Hardware | Panduit | UTPSP1.5MBUY | COPPER PATCH CORD, CAT 6, BLUE, 1.5 Meter | 4.56 | 0% | 4.56 | John K. |  | Sycomp
UTPSP1.5MGRY | Cables | Hardware | Panduit | UTPSP1.5MGRY | Green 1.5M CAT 6 cable with RJ45 connectors (standard, Panduit) | 4.56 | 0% | 4.56 | John K. |  | Sycomp
UTPSP1.5MRDY | Cables | Hardware | Panduit | UTPSP1.5MRDY | COPPER PATCH CORD, CAT 6, RED, 1.5 Meter | 4.56 | 0% | 4.56 | John K. |  | Sycomp
UTPSP10BLY | Cables | Hardware | Panduit | UTPSP10BLY | PAN UTPSP10YLY COPPER PATCH CORD, CATEGORY 6, Blue (10m) | 5.37 | 0% | 5.37 | John K. |  | Sycomp
UTPSP10MY | Cables | Hardware | Panduit | UTPSP10MY | PAN UTPSP10YLY COPPER PATCH CORD, CATEGORY 6, White UT (10m) | 5.37 | 0% | 5.37 | John K. |  | Sycomp
UTPSP10RDY | Cables | Hardware | Panduit | UTPSP10RDY | PAN UTPSP10YLY COPPER PATCH CORD, CATEGORY 6, Red (10m) | 5.37 | 0% | 5.37 | John K. |  | Sycomp
UTPSP10YLY | Cables | Hardware | Panduit | UTPSP10YLY | PAN UTPSP10YLY COPPER PATCH CORD, CATEGORY 6, YELLOW UT (10m) | 5.37 | 0% | 5.37 | John K. |  | Sycomp
UTPSP2.5MBUY | Cables | Hardware | Panduit | UTPSP2.5MBUY | COPPER PATCH CORD, CAT 6, BLUE, 2.5 Meter | 5.09 | 0% | 5.09 | John K. |  | Sycomp
UTPSP2.5MGRY | Cables | Hardware | Panduit | UTPSP2.5MGRY | COPPER PATCH CORD, CAT 6, GREEN, 2.5 Meter | 5.09 | 0% | 5.09 | John K. |  | Sycomp
UTPSP20MBUY | Cables | Hardware | Panduit | UTPSP20MBUY | COPPER PATCH CORD, CAT 6, BLUE, 20 Meter | 25.09 | 0% | 25.09 | John K. |  | Sycomp
UTPSP2MBUY | Cables | Hardware | Panduit | UTPSP2MBUY | COPPER PATCH CORD, CAT 6, BLUE, 2 Meter | 4.82 | 0% | 4.82 | John K. |  | Sycomp
UTPSP2MGRY | Cables | Hardware | Panduit | UTPSP2MGRY | COPPER PATCH CORD, CAT 6, GREEN, 2 Meter | 4.82 | 0% | 4.82 | John K. |  | Sycomp
UTPSP2MRDY | Cables | Hardware | Panduit | UTPSP2MRDY | PAN-UTPSP-RED - 2 M | 4.82 | 0% | 4.82 | John K. |  | Sycomp
UTPSP3BLY | Cables | Hardware | Panduit | UTPSP3BLY | PAN UTPSP6YLY COPPER PATCH CORD, CAT 6, Blue UTP Cable (3m) | 4.25 | 0% | 4.25 | John K. |  | Sycomp
UTPSP3MBUY | Cables | Hardware | Panduit | UTPSP3MBUY | Blue 3M CAT 6 cable with RJ45 connectors (standard, Panduit) | 4.25 | 0% | 4.25 | John K. |  | Sycomp
UTPSP3MGRY | Cables | Hardware | Panduit | UTPSP3MGRY | Green 3M CAT 6 cable with RJ45 connectors (standard, Panduit) | 5.36 | 0% | 5.36 | John K. | adjusted WF 8/23 | Sycomp
UTPSP3MY | Cables | Hardware | Panduit | UTPSP3MY | PAN UTPSP6YLY COPPER PATCH CORD, CAT 6, White UTP Cable (3m) | 5.97 | 0% | 5.97 | John K. | adjusted WF 8/23 | Sycomp
UTPSP3RDY | Cables | Hardware | Panduit | UTPSP3RDY | PAN UTPSP6YLY COPPER PATCH CORD, CAT 6, Red UTP Cable (3m) | 4.25 | 0% | 4.25 | John K. |  | Sycomp
UTPSP3YLY | Cables | Hardware | Panduit | UTPSP3YLY | PAN UTPSP6YLY COPPER PATCH CORD, CAT 6, YELLOW UTP CAB (3m) | 4.25 | 0% | 4.25 | John K. |  | Sycomp
UTPSP5MGRY | Cables | Hardware | Panduit | UTPSP5MGRY | Green 5M CAT 6 cable with RJ45 connectors (standard, Panduit) | 7.02 | 0% | 7.02 | John K. |  | Sycomp
UTPSP6BLY | Cables | Hardware | Panduit | UTPSP6BLY | PAN UTPSP6YLY COPPER PATCH CORD, CAT 6, Blue UTP Cable (6m) | 4.79 | 0% | 4.79 | John K. |  | Sycomp
UTPSP6MGRY | Cables | Hardware | Panduit | UTPSP6MGRY | Green 6M CAT 6 cable with RJ45 connectors (standard, Panduit) | 7.9 | 0% | 7.9 | John K. |  | Sycomp
UTPSP6MY | Cables | Hardware | Panduit | UTPSP6MY | PAN UTPSP6YLY COPPER PATCH CORD, CAT 6, White UTP CAB (6m) | 7.9 | 0% | 7.9 | John K. |  | Sycomp
UTPSP6RDY | Cables | Hardware | Panduit | UTPSP6RDY | PAN UTPSP6YLY COPPER PATCH CORD, CAT 6, Red UTP Cable (6m) | 4.79 | 0% | 4.79 | John K. |  | Sycomp
UTPSP6YLY | Cables | Hardware | Panduit | UTPSP6YLY | PAN UTPSP6YLY COPPER PATCH CORD, CAT 6, YELLOW UTP CAB (6m) | 5.37 | 0% | 5.37 | John K. |  | Sycomp
UTPSP8MBUY | Cables | Hardware | Panduit | UTPSP8MBUY | COPPER PATCH CORD, CAT 6, BLUE, 8 Meter | 9.83 | 0% | 9.83 | John K. |  | Sycomp
Blue | Cables | Hardware | Panduit | Blue | 2 Meter RJ45 Cat5e Copper Cable | 3.67 | 0% | 3.67 | John K. | Deb sub budget 11302018, clarify model - Blue
FX2ERLNLNSNM001 | Cables | Hardware | Panduit | FX2ERLNLNSNM001 | 1 Meter LC - LC 50/125 | 23.97 | 0% | 23.97 | John K. | Deb sub budget 11302018
FX2ERLNLNSNM002 | Cables | Hardware | Panduit | FX2ERLNLNSNM002 | 2 Meter LC - LC 50/125 | 24.57 | 0% | 24.57 | John K. | Deb sub budget 11302018
QCPBCBCBXX25 | Cables | Hardware | Panduit | QCPBCBCBXX25 | QN CABLE ASSEMBLY, CAT 6, CMP, BLUE UTP 25FT | 449.7 | 0% | 449.7 | John K. | Deb sub budget 11302018
QCPBCBCBXX60 | Cables | Hardware | Panduit | QCPBCBCBXX60 | QN CABLE ASSEMBLY, CAT 6, CMP, BLUE UTP 60FT | 494.01 | 0% | 494.01 | John K. | Deb sub budget 11302018
UTPCH1.5MBUY | Networking | Hardware | Panduit | UTPCH1.5MBUY | 1.5 METER COPPER PATCH CORD, CATEGORY 5E, BLUE UTP CABLE |  |  | 3.12 | John K. |  | Sycomp
UTPCH10MBUY | Cables | Hardware | Panduit | UTPCH10MBUY | 10 Meter RJ45 Cat5e Copper Cable |  |  | 10.14 | John K.
F92ERLNLNSNM010 | Cables | Hardware | Panduit | F92ERLNLNSNM010 | LC-LC 9 M DUPL 1.6MM PATCH CORD 10M |  |  | 23.08 | John K.
FX2ERLNLNSNM002.5 | Cables | Hardware | Panduit | FX2ERLNLNSNM002.5 | LC-LC, Multi mode, 3m, fiber optic 50/125 micron |  |  | 22.35 | John K.
Ent Deploy 160 HR | Software | Software | Puppet | Ent Deploy 160 HR | Ent Deploy 160 HR | 39995 | 0% | 39995 | Nancy L |  | Nancy L
Estimated Travel & Expenses JMET | Software | Software | Puppet | Estimated Travel & Expenses JMET | Estimated Travel & Expenses | 12000 | 0% | 12000 | Nancy L |  | Nancy L
Puppet Enterprise Deployment JMET | Software | Software | Puppet | Puppet Enterprise Deployment JMET | Puppet Enterprise Deployment | 39995 | 0% | 39995 | Nancy L |  | Nancy L
SOFTWARE/ MISC Support & Maint for SDS | Software | Software | Puppet | SOFTWARE/ MISC Support & Maint for SDS |  | 65769.6 | 0% | 65769.6 | Nancy L |  | Nancy L
Puppet server SW | Software | Software | Puppet | Puppet server SW | Puppet server SW | 165 | 0% | 165 | Nancy L | placeholder by WF 8/1/19 | Nancy L
MSTECHSUB | Services | Maint. & Support | Rapid7 | MSTECHSUB | Metasploit Pro Technical Support & Upgrades and Exploit Updates Technical Support & Upgrades | 35000 | 0% | EOL | Walter F | $7,000 each and Qty=5 | Walter F
Standard | Software | Software | RedHat Ansible Tower | Standard | Up to 100 nodes | 6666.67 | 0% | 6666.67 | Ruchi T | RedHat is approximately $62/node, no enterprise level pricing, each transaction based on its own merit. | Ruchi T
A740-BL47 | Misc | Hardware | RF Code | A740-BL47 | Rack Locator Kit for 47U Racks (82.25") and Power Supply | 183.92 | 0% | 183.92 | Walter F | Price change | Sycomp
M250-0001 | Misc | Hardware | RF Code | M250-0001 | 433 MHz Reader Kit |  |  | 1262.8 | Walter F
Tariff US - M250-0001 | Misc | Hardware | RF Code | Tariff US - M250-0001 | 10% Tariff on M250-0001 |  |  | 126.28 | Walter F
M174-iT05-000 | Misc | Hardware | RF Code | M174-iT05-000 | IR-Enabled IT Asset Sensor Only |  |  | 18 | Walter F
OTAB-i010 | Misc | Hardware | RF Code | OTAB-i010 | Flag Tab (4 inch) |  |  | 0.84 | Walter F
R120-0B100 | Misc | Hardware | RF Code | R120-0B100 | Door Sensor |  |  | 30.8 | Walter F
CU4200TUS | Security | Hardware | Salto | CU4200TUS | Control Unit 4200 US plug | 400 | 0% | 400 | Walter F | Supplier quote 8/23/18 | Walter F
CU42E0TUS | Security | Hardware | Salto | CU42E0TUS | Control Unit 42E0 US plug | 1204.35 | 0% | 1204.35 | Walter F | Supplier quote 8/23/18 | Sycomp
ECH0ENUS | Security | Hardware | Salto | ECH0ENUS | Encoder HID iClass E US | 1100 | 0% | 1100 | Walter F | Supplier quote 8/23/18 | Walter F
PCH004-50 | Security | Hardware | Salto | PCH004-50 | Prox.Card HID32KS BL 16K/16+16K/1 SECTORS | 650 | 0% | 650 | Walter F | Supplier quote 8/23/18 | Walter F
PPD800 | Security | Hardware | Salto | PPD800 | Portable Programming Unit Proximity, USB | 550 | 0% | 550 | Walter F | Supplier quote 8/23/18 | Walter F
SAMKITH | Security | Hardware | Salto | SAMKITH | HID iCLASS SAM Kit | 750 | 0% | 750 | Walter F | Supplier quote 8/23/18 | Walter F
SPACE-OPT-0016-1 | Security | Hardware | Salto | SPACE-OPT-0016-1 | Mobile Users | 2.2 | 0% | 2.2 | Walter F | Supplier quote 8/23/18 | Walter F
SPACE-OPT-0020 | Security | Hardware | Salto | SPACE-OPT-0020 | SAM Custom Keys Interface | 0.01 | 100% | 0 | Walter F | Supplier quote 8/23/18 | Walter F
SPAONLINE | Security | Hardware | Salto | SPAONLINE | ProAccess SPACE OnLine | 800 | 0% | 800 | Walter F | Supplier quote 8/23/18 | Walter F
XS4 Geo Cylinder (Rack Lock) | Security | Hardware | Salto | XS4 Geo Cylinder (Rack Lock) | XS4 Geo Cylinder (Rack Lock) | 600 | 0% | 600 | Walter F | Supplier quote 8/23/18 | Walter F
Badger and AXIS surveillance Software Integration | Security | Hardware | Salto | Badger and AXIS surveillance Software Integration | Badger and AXIS surveillance Software Integration with unauthorized access detection and central management platform. | 12000 | 0% | 12000 | Walter F | Supplier quote 8/23/18 | Walter F
WRDJ0E4B | Security | Hardware | Salto | WRDJ0E4B | WR4000 iCLASS BLE Black Euro Square | 350 | 0% | 350 | Walter F | Supplier quote 8/23/18 | Walter F
ACF504 | Power | Hardware | Schneider | ACF504 | SX Roof Fan Tray 208-230 VAC 750mm | 723.47 | 48.59% | 371.94 | Kirk B. |  | Sycomp
AP7586 | Power | Hardware | Schneider | AP7586 | Rack PDU Extender | 864.15 | 48.59% | 444.2595 | Kirk B. |  | Sycomp
AP7723 | Power | Hardware | Schneider | AP7723 | RACK ATS, 20A/208V, 16A/230V, C20 IN, (8) C13 (1) C19 OUT | 1298.23 | 48.59% | 667.43 | Kirk B. |  | Sycomp
AP8702S-WW | Power | Hardware | Schneider | AP8702S-WW | power cord kit (6 ea), locking C13 to C14, 0.6m | 72.19 | 48.59% | 37.11 | Kirk B. |  | Sycomp
AP8704S-WW | Power | Hardware | Schneider | AP8704S-WW | power cord kit (6 ea), locking C13 to C14, 1.2m | 117.2 | 48.59% | 60.25 | Kirk B. |  | Sycomp
AP8706S-WW | Power | Hardware | Schneider | AP8706S-WW | power cord kit (6 ea), locking C13 to C14, 1.8m | 164.79 | 48.59% | 84.72 | Kirk B. |  | Sycomp
AP8714S | Power | Hardware | Schneider | AP8714S | C19 to C20 locking Power Cable (for ATS input power) | 200.96 | 48.59% | 103.3135 | Kirk B. |  | Sycomp
AP8716S | Power | Hardware | Schneider | AP8716S | power cord kit (6 ea), locking, C19 to C20, 1.8m | 249.2 | 48.59% | 128.12 | Kirk B. |  | Sycomp
AP8941 | Power | Hardware | Schneider | AP8941 | Rack PDU 2G, Switched, ZeroU, 32A, 230V, (21) C13 & (3) C19 | 1567.52 | 48.59% | 805.87 | Kirk B. |  | Sycomp
AP8953 | Power | Hardware | Schneider | AP8953 | Rack PDU 2G, Switched, ZeroU, 32A, 230V, (21) C13 & (3) C19 | 1639 | 48.59% | 842.6099 | Kirk B. |  | Sycomp
AP8981 | Power | Hardware | Schneider | AP8981 | Rack PDU 2G, Switched, ZeroU, 30A, 400V, (21) C13 & (3) C19 (3 phase) (2 per rack) | 2363.32 | 48.59% | 1215 | Kirk B. |  | Sycomp
AP8981X633 | Power | Hardware | Schneider | AP8981X633 | Rack PDU 2G, Switched, ZeroU, 11kW, input 400V 3PH 16A/20A，output 230V, (21) C13 & (3) C19. 12 FT cable | 2729.34 | 48.59% | 1403.16 | Kirk B. |  | Sycomp
AP9631 | Power | Hardware | Schneider | AP9631 | UPS Network Management Card, PowerChute Network Shutdown & Environmental Monitoring | 743.57 | 48.59% | 382.27 | Kirk B. |  | Sycomp
AR3157 | Power | Hardware | Schneider | AR3157 | NetShelter SX 48U 750mm Wide x 1051mm Deep enclosure with Sides Black | 3006.43 | 48.59% | 1545.61 | Kirk B. |  | Sycomp
AR3307 | Power | Hardware | Schneider | AR3307 | NetShelter SX 48U 600mm Wide x 1200mm Deep Enclosure with Sides Black | 3151.13 | 48.59% | 1619.9959 | Kirk B. |  | Sycomp
AR3347 | Power | Hardware | Schneider | AR3347 | NetShelter SX 48U 750mm Wide x 1200mm Deep Networking Enclosure with Sides Black | 4051.45 | 48.59% | 2082.8504 | Kirk B. |  | Sycomp
AR8122BLK | Power | Hardware | Schneider | AR8122BLK | Fixed Shelf | 204.98 | 48.59% | 105.3802 | Kirk B. |  | Sycomp
AR8132A | Power | Hardware | Schneider | AR8132A | Combination Lock Handles (2 handles) | 401.93 | 48.59% | 206.64 | Kirk B. |  | Sycomp
AR8136BLK200 | Power | Hardware | Schneider | AR8136BLK200 | 200 PK 1U Blanking Panel Kit 19IN BLK MOD | 1121.38 | 48.59% | 576.51 | Kirk B. |  | Sycomp
AR8442 | Power | Hardware | Schneider | AR8442 | Vertical Cable Organizer, 8 Cable Rings, Zero U (order 2 per rack) | 276 | 48.59% | 141.9 | Kirk B. |  | Sycomp
AR8444 | Power | Hardware | Schneider | AR8444 | Spools for Vertical Fiber Organizer (4 pack) (order 1 per rack) | 122.03 | 48.59% | 62.7356 | Kirk B. |  | Sycomp
AR8602A | Power | Hardware | Schneider | AR8602A | Horizontal Cable Manager, 1U x 4" Deep, Single-Sided with Cover | 97.91 | 48.59% | 50.3355 | Kirk B. |  | Sycomp
AR8606 | Power | Hardware | Schneider | AR8606 | Horizontal Cable Manager, 2U x 6" Deep, Single-Sided with Cover | 131.67 | 48.58% | 67.7 | Kirk B. |  | Sycomp
AR8612 | Power | Hardware | Schneider | AR8612 | Horizontal Cable Manager, 1Ux6” deep, single sided with cover (order 1 per rack) | 118.81 | 48.59% | 61.0802 | Kirk B. |  | Sycomp
Bundle of ups replacement + installation + decommision old for China | Power | Installation | Schneider | Bundle of ups replacement + installation + decommision old for China | Bundle of ups replacement + installation + decommision old for China | 27000 | 0% | 27000 | Kirk B. |  | Sycomp
Com & PM of UPS inst | Power | Installation | Schneider | Com & PM of UPS inst | Commissioning & PM of UPS installation. Installation/Commissioning Panda | 3000 | 0% | 3000 | Kirk B. |  | Sycomp
Commissioning & PM of UPS installation | Power | Installation | Schneider | Commissioning & PM of UPS installation | Installation/Commissioning Panda | 3000 | 0% | 3000 | Kirk B. |  | Sycomp
PROJECT / WQSC&WPRJ | Power | Installation | Schneider | PROJECT / WQSC&WPRJ | Project Management - Logistics coordination, single point of contact, project planning and installation supervision and travel for remote site | 11633.664 | 0% | 11633.664 | Kirk B. |  | Sycomp
Site Warranty - Advanced Support JMET | Services | Maint. & Support | Schneider | Site Warranty - Advanced Support JMET | Full Site support with preventative Maintenance | 21818.1818 | 0% | 21818.1818 | Kirk B. |  | Sycomp
SRT192RMBP | Power | Hardware | Schneider | SRT192RMBP | Battery Pack | 1710 | 44% | 957.6 | Kirk B. |  | Sycomp
SRT5000XLTW | Power | Hardware | Schneider | SRT5000XLTW | APC Smart-UPS RT 5000VA RM 230V, suitable for Taiwan (3u) | 2307.6923 | 43.12% | 1312.62 | Kirk B. |  | Sycomp
SRT6KRMXLI | Power | Hardware | Schneider | SRT6KRMXLI | APC Smart-UPS SRT 6000VA RM 230V (4u) | 4775 | 44% | 3432.96 | Kirk B. |  | Sycomp
SRT6KRMXLT | Power | Hardware | Schneider | SRT6KRMXLT | APC Smart-UPS RT 6000VA RM 230V (4u) | 7370 | 44% | 4127.2 | Kirk B. |  | Sycomp
SRTRK2 | Power | Hardware | Schneider | SRTRK2 | UPS Rail Kit | 288.46 | 44% | 164.08 | Kirk B. |  | Sycomp
SRTTRK2 | Power | Hardware | Schneider | SRTTRK2 | UPS Rail Kit | 244 | 48.59% | 134.4 | Kirk B. |  | Sycomp
SURT007 | Power | Hardware | Schneider | SURT007 | APC Smart-UPS RT 3/5/6kVA input/output hardwire kit | 277.33 | 48.59% | 142.5754 | Kirk B. |  | Sycomp
SURT192XLBP | Power | Hardware | Schneider | SURT192XLBP | APC Smart-UPS SRT 192V 5kVA and 6kVA RM Battery Pack | 1567.52 | 48.59% | 805.87 | Kirk B. |  | Sycomp
SURT192XLBPJ | Power | Hardware | Schneider | SURT192XLBPJ | Battery Pack | 2438 | 44% | 1365.28 | Kirk B. |  | Sycomp
SURT6000XLICH | Power | Hardware | Schneider | SURT6000XLICH | APC Smart-UPS SRT 6000VA RM 230V for China (3u) | 4035.37 | 48.59% | 2074.5837 | Kirk B. |  | Sycomp
SURTD6000RMXLJP3U | Power | Hardware | Schneider | SURTD6000RMXLJP3U | APC Smart-UPS RT 6000VA RM 200V to 200/100V for Japan (3u) | 13162 | 44% | 7370.72 | Kirk B. |  | Sycomp
SURTRK2 | Power | Hardware | Schneider | SURTRK2 | UPS Rail kit | 241.16 | 48.59% | 123.9804 | Kirk B. |  | Sycomp
SY64K160H-PD | Power | Hardware | Schneider | SY64K160H-PD | APC Symmetra PX 64kW Scalable to 160kW, 400V w/ Integrated Modular Distribution | 113745.98 | 48.59% | 58476.8083 | Kirk B. |  | Sycomp
SYBT9-B4 | Power | Hardware | Schneider | SYBT9-B4 | APC High-Performance Battery Module for 400V Symmetra PX 48/96/160KW & 208V Symmetra PX 100KW | 2909.97 | 48.59% | 1496.0156 | Kirk B. |  | Sycomp
SYBTU2-PLP | Power | Hardware | Schneider | SYBTU2-PLP | Battery Module | 894.92 | 48.59% | 460.0784 | Kirk B. |  | Sycomp
SYCFXR9-S | Power | Hardware | Schneider | SYCFXR9-S | APC Symmetra PX Battery Frame for 400V PX 96/160kW & 208V PX 100kW for 9 Battery Modules & Startup | 18086.82 | 48.59% | 9298.44 | Kirk B. |  | Sycomp
SYPM10K16H | Power | Hardware | Schneider | SYPM10K16H | APC Symmetra PX Power Module, 10/16kW, 400V | 8729.9 | 48.59% | 4488.05 | Kirk B. |  | Sycomp
Vietnam | Power | Installation | Schneider | Vietnam | Bundle of ups replacement + installation + decommision old for Vietnam | 30000 | 0% | 30000 | Kirk B. |  | Sycomp
WAGSLABOUR | Power | Installation | Schneider | WAGSLABOUR | Discommissioning service and Startup Service | 3381.6 | 0% | 3381.6 | Kirk B. |  | Sycomp
WASSEM5X8-3R-PX-10 | Power | Installation | Schneider | WASSEM5X8-3R-PX-10 | 5X8 Scheduled Assembly of 1-3 Additional Racks | 743.57 | 48.59% | 382.27 | Kirk B. |  | Sycomp
WASSEM5X8-5R-PX-20 | Power | Installation | Schneider | WASSEM5X8-5R-PX-20 | 5X8 Scheduled Assembly Service for 1-5 Racks | 1688.1 | 48.59% | 867.86 | Kirk B. |  | Sycomp
WASSEMEXBAT-PX-63 | Power | Installation | Schneider | WASSEMEXBAT-PX-63 | Scheduled Assembly Service for (1) External Battery Frame for Symmetra PX 160kW | 19417.75 | 48.59% | 984.41 | Kirk B. |  | Sycomp
WASSEMUPS5X8-PX-72 | Power | Installation | Schneider | WASSEMUPS5X8-PX-72 | Scheduled Assembly Service for Symmetra PX 64 kW UPS with PDU and Essential XR Frames Only | 2765.27 | 48.59% | 1421.63 | Kirk B. |  | Sycomp
WBEXT1YR-SU-05 | Power | Installation | Schneider | WBEXT1YR-SU-05 | China: 1YR Concurrent Extended Warranty for (1) Smart-UPS 5-7kVA | 192.926 | 48.59% | 99.19 | Kirk B. |  | Sycomp
WQSC-Batt Replacement Labor | Power | Installation | Schneider | WQSC-Batt Replacement Labor | Battery replacement Labor |  | 0% | 3000 | Kirk B. |  | Sycomp
WQSC-Commissioning & PM of UPS installation JMET site - TBD by site | Power | Installation | Schneider | WQSC-Commissioning & PM of UPS installation JMET site - TBD by site | Commissioning & PM of UPS installation JMET site - TBD by site | 15000 | 0% | 15000 | Kirk B. |  | Sycomp
WQSC-Installation and project management, including travel cost for remote site | Power | Installation | Schneider | WQSC-Installation and project management, including travel cost for remote site | Installation and project management, including travel cost for remote site | 15000 | 0% | 15000 | Kirk B. |  | Sycomp
WQSC-Uninstallation Move Service | Power | Installation | Schneider | WQSC-Uninstallation Move Service | Uninstallation, Move service | 7021.2 | 0% | 7021.2 | Kirk B. |  | Sycomp
WUPGASSEM7-UG-01 | Power | Installation | Schneider | WUPGASSEM7-UG-01 | Scheduling Upgrade to 7X24 for Existing Assembly Service for up to 40 kVA UPS or Battery Frame | 534.57 | 48.59% | 274.8224 | Kirk B. |  | Sycomp
WUPGASSEM7-UG-03 | Power | Installation | Schneider | WUPGASSEM7-UG-03 | Scheduling Upgrade to 7X24 for Existing Assembly Service for 151 to 500 kVA | 1061.09 | 48.59% | 545.5064 | Kirk B. |  | Sycomp
WUPGSTRTUP7-UG-01 | Power | Installation | Schneider | WUPGSTRTUP7-UG-01 | Scheduling Upgrade to 7X24 for Existing Startup Service for up to 40 kVA UPS or Battery Frame | 466.24 | 48.59% | 239.694 | Kirk B. |  | Sycomp
WUPGSTRTUP7-UG-03 | Power | Installation | Schneider | WUPGSTRTUP7-UG-03 | Scheduling Upgrade to 7X24 for Existing Startup Service for 151 to 500 kVA | 807.88 | 48.59% | 415.3311 | Kirk B. |  | Sycomp
AP9879 | Power | Hardware | Schneider | AP9879 | Power Adapter: C20 - C13 | 62.7 | 48.58% | 32.2403 | Kirk B. | Deb sub budget 11302018
AP4423 | Power | Hardware | Schneider | AP4423 | Rack ATS, 230V, 16A, C20 in, (8) C13 (1) C19 out | 1527.33 | 48.59% | 785.2004 | Kirk B.
WQSC - Commissioning & PM of UPS installation | Power | Installation | Schneider | WQSC - Commissioning & PM of UPS installation | Commissioning & PM of UPS installation JMET site - TBD by site |  |  | 10350 | Kirk B.
WQSC - Project Management - Logistics coordination, single point of contact, project planning and installation supervision and travel for remote site | Power | Installation | Schneider | WQSC - Project Management - Logistics coordination, single point of contact, project planning and installation supervision and travel for remote site | Project Management - Logistics coordination, single point of contact, project planning and installation supervision and travel for remote site |  |  | 11500 | Kirk B.
NBACS125 | Power | Hardware | Schneider | NBACS125 | NetBotz 125kHZ Rack Access Control | 2073.95 | 48.59% | 1066.22 | Kirk B. | Updated price for this PN
WUPGSTRTUP7-UG-02 | Power | Installation | Schneider | WUPGSTRTUP7-UG-02 | Schneider Electric Scheduling Upgrade to 7X24 for Existing Startup Service for 41 to 150 kVA | 627.01 | 48.59% | 322.35 | Kirk B.
WUPGASSEM7-UG-02 | Power | Installation | Schneider | WUPGASSEM7-UG-02 | Scheduling Upgrade to 7X24 for Existing Assembly Service for 41 to 150 kVA | 884.24 | 48.59% | 454.6 | Kirk B.
WOE2YR-PX-72 | Power | Maint. & Support | Schneider | WOE2YR-PX-72 | 2 Year Onsite Warranty Extension for Symmetra PX 64kW with PDU/XR | 13918.7 | 48.59% | 7155.61 | Kirk B. | Need pricing from Schneider GSC to add | Sycomp
WUPG4HR-UG-02 | Power | Maint. & Support | Schneider | WUPG4HR-UG-02 | 1 Year 4HR 7X24 Response Upgrade to Factor Warranty or Existing Service Contract for 41 to 150 kVA | 4149.64 | 37.6% | 2589.38 | Kirk B. | Need pricing from Schneider GSC to add | Sycomp
T84034 | Misc | Hardware | Softchoice | T84034 | Softchoice - C14(m) to NEMA 5-15(f), 1' power cable | 4.99 | 26.25% | 3.6801 | Walter F |  | Sycomp
Elk Grove Support & Maint for SDS | Services | Maint. & Support | Solace | Elk Grove Support & Maint for SDS |  | 83160 | 0% | 83160 | Walter F |  | Gilbert O
HK Colo Support & Maint for SDS | Services | Maint. & Support | Solace | HK Colo Support & Maint for SDS |  | 49500 | 0% | 49500 | Walter F |  | Gilbert O
PKG-3560-HPTRGM3-6x10GE | Networking | Hardware | Solace | PKG-3560-HPTRGM3-6x10GE | 3560 high performance topic routing guaranteed messaging configuration with: | 150000 | 0% | EOL, see comments | Gilbert O | EOL - replaced by PKG-3560-HPTRGM4-8x10GE
LIC-SolAdmin-Appl | Networking | Maint. & Support | Solace | LIC-SolAdmin-Appl | Solace Systems SolAdmin -­‐ single appliance license. | 0 | 0% | EOL, see comments | Gilbert O | EOL - replaced by PKG-3560-HPTRGM4-8x10GE
MTCE-H/W-STD-002 | Networking | Maint. & Support | Solace | MTCE-H/W-STD-002 | Solace Standard Support Plan for Enterprise Hardware One year in duration, renewable annually. | 22500 | 0% | 22500 | Gilbert O
PKG-3530-TRGM-4x1GE | Networking | Hardware | Solace | PKG-3530-TRGM-4x1GE | 3530 topic routing guaranteed messaging configuration with: - 1 3530 chassis, - 1 4x1GE Network Acceleration Blade (NAB), - 1 Topic Routing Blade (TRB) , - 1 Assured Delivery Blade 2 (ADB-2), - 1 4G HBA, - 1 Enterprise License, - 2 RAID protected SSDs , - 2 1000W 100V-240V AC power modules (1+1 redundant), 1 rack mount kit, - SolOS system software - |  |  | 80000 | Gilbert O
LIC-SolAdmin-Appl | Networking | Hardware | Solace | LIC-SolAdmin-Appl | LIC-SolAdmin-Appl |  |  | 0 | Gilbert O
MTCE-H/W-PLATINUM | Networking | Maint. & Support | Solace | MTCE-H/W-PLATINUM | Solace Platinum Support Plan for Enterprise Hardware (hardware maintenance with advanced replacement option, all major and minor software upgrades and maintenance releases, all major and minor API upgrades and maintenance releases, email support, 24x7x365 telephone support for Severity 1 bugs and during normal business hours for Severity 2-4 bugs). This plan is one year in duration, renewable annually. | 14400 |  | 14400 | Gilbert O |  | Sycomp
SOFTWARE/ MISC Support & Maint for SDS | Software | Maint. & Support | Sonar | SOFTWARE/ MISC Support & Maint for SDS |  | 100000 | 0% | 100000 | Walter F | Placeholder by Jon
RACK-MIN-2X | Misc | Hardware | Sonnet | RACK-MIN-2X | Sonnet Tech Rack mount for 2 mac mini (for remote access to site) | 180.35 | 0% | 180.35 | Walter F | Going EOL | Sycomp
ET91000SFP2C | Misc | Hardware | Startech | ET91000SFP2C | Gigabit Ethernet Fiber Media Converter Card Module with Open SFP Slot | 142.99 | 29.52% | 100.78 | Walter F |  | Sycomp
ETCHS2U | Misc | Hardware | Startech | ETCHS2U | 20-Slot 2U Rack Mount Media Converter Chassis for ET Series 2 Fiber Media Converter | 749.99 | 20.21% | 598.45 | Walter F |  | Sycomp
ETCHS2UPSU | Misc | Hardware | Startech | ETCHS2UPSU | Redundant 200W Media Converter Chassis Power Supply Module for ETCHS2U | 377.99 | 21.71% | 295.92 | Walter F |  | Sycomp
PXTC14C156 | Misc | Hardware | Startech | PXTC14C156 | 6 ft 14 AWG Computer Power Cord - IEC C14 to IEC C15 | 20.99 | 33.3% | 14.0003 | Walter F |  | Sycomp
China FATP Installation charges per room (rack/stack/cable) | Misc | Installation | Sycomp | China FATP Installation charges per room (rack/stack/cable) | China FATP Installation charges per room (rack/stack/cable) | 5000 | 0% | 5000 | Walter F |  | Sycomp
China Panda Installation charges per room (rack/stack/cable) | Misc | Installation | Sycomp | China Panda Installation charges per room (rack/stack/cable) | China Panda Installation charges per room (rack/stack/cable) | 5000 | 0% | 5000 | Walter F |  | Sycomp
Tool-kit | Misc | Hardware | Sycomp | Tool-kit | Deployment Tool Kit hardware | 500 | 0% | 500 | Walter F |  | Sycomp
SOFTWARE/ MISC Support & Maint for SDS | Software | Software | Tableau Elite Support | SOFTWARE/ MISC Support & Maint for SDS |  | 60000 | 0% | 60000 | Nancy L |  | Nancy L
AC2050 | Security | Hardware | Thales | AC2050 | New quick installation rail kit for nShield Connect | 0 | 0% | 0 | Walter F | Bundled with NH2068 | Sycomp
AC2057 | Security | Hardware | Thales | AC2057 | Replacement Fan Tray | 435 | 48% | 226.2 | Walter F |  | Sycomp
AC2064 | Security | Hardware | Thales | AC2064 | Replacement Power Supply Unit | 435 | 48% | 226.2 | Walter F |  | Sycomp
AC3120L (EU+10) | Security | Hardware | Thales | AC3120L (EU+10) | CodeSafe (formerly SEE) Restricted Activation (Users only) | 0 | 0% | 0 | Walter F | Bundled with NH2068 | Sycomp
FE1637L | Security | Hardware | Thales | FE1637L | Elliptic Curve ['ECC' ] Activation | 0 | 0% | 0 | Walter F | Bundled with NH2068 | Sycomp
NH2068 | Security | Hardware | Thales | NH2068 | nShield Connect 6000+ F3 | 42173.78 | 48% | 21930.37 | Walter F |  | Sycomp
SW2068C-L64 | Security | Hardware | Thales | SW2068C-L64 | Security World Software for Linux 64bit | 0 | 0% | 0 | Walter F | Bundled with NH2068 | Sycomp
AC3120L (ROW) | Security | Hardware | Thales | AC3120L (ROW) | CodeSafe (formerly SEE) Restricted Activation (Users only) | 0 | 0% | 0 | Walter F
B093-004-2E4U | Misc | Hardware | Tripplite | B093-004-2E4U | 4-Port IP Serial Console/Terminal Server | 896 | 41.57% | 523.49 | Walter F |  | Sycomp
B095-004-1E | Misc | Hardware | TrippLite | B095-004-1E | 4-Port IP Serial Console/Terminal Server | 664 | 44.26% | EOL, see comments | Walter F | EOL, replacement part B093-004-2E4U | Sycomp
U222-007-R | Misc | Hardware | TrippLite | U222-007-R | U222-007-R TrippLite 7 Port USB Hub | 75.86 | 65.73% | 26 | Walter F |  | Sycomp
IPM2.5-NA | Misc | Hardware | TSI Alnor | IPM2.5-NA | AIRASSURE PM2.5 INDOOR AIR QUALITY MONITOR | 890 | 0% | 890 | Walter F |  | Sycomp
PSS02 | Misc | Hardware | Victor | PSS02 | Plastic foot on the high stool, 150kgs in Load Capacity. Size: D42cmxH39cm,material:PP. Weight: 3kgs | 43.5 | 0% | 43.5 | Walter F |  | Sycomp
China FATP Installation charges per room (rack/stack/cable) | Misc | Installation | WayCom | China FATP Installation charges per room (rack/stack/cable) | China FATP Installation charges per room (rack/stack/cable) | 22000 | 0% | 22000 | Walter F |  | JA
China Panda Installation charges per room (rack/stack/cable) | Misc | Installation | WayCom | China Panda Installation charges per room (rack/stack/cable) | China Panda Installation charges per room (rack/stack/cable) | 5500 | 0% | 5500 | Walter F |  | JA
5287.072 | Misc | Hardware | Well-Shin | 5287.072 | 6' 14/3 SJTW BLACK I C14 TO C19 |  |  | 10.8 | Walter F
6206CN | Misc | Hardware | Werner | 6206CN | 6 ft. 250 lb. Load Capacity Fiberglass Stepladder,Reach Height 10.5FT | 424.26 | 0% | 424.26 | Walter F |  | Sycomp
AC50-JB-3 | Misc | Hardware | Werner | AC50-JB-3 | Lock-In Job Bucket | 73.8 | 0% | 73.8 | Walter F |  | Sycomp
OBEL06 | Misc | Hardware | Werner | OBEL06 | 6FT Type IAA Fiberglass Electricians JobStation,Reach Height 10FT | 139 | 0% | 139 | Walter F |  | Sycomp
OBEL04 | Misc | Hardware | Werner | OBEL04 | 4FT Type IAA Fiberglass Electricians JobStation,Reach Height 8FT |  |  | 424.26 | Walter F
XL Deploy | Software | Software | XL Deploy | XL Deploy | SOFTWARE/ MISC Support & Maint for SDS | 262150 | 0% | 262150 | Nancy L |  | Nancy L
XCU1017 | Misc | Hardware | Xtend+Climb | XCU1017 | 1-Step Plastic Portable Rolling Stable Step Stool with 300 lb. Load Capacity | 39 | 0% | 39 | Walter F |  | Sycomp
YourKit Java Profiler License | Software | Software | YourKit Java Profiler License | YourKit Java Profiler License | SOFTWARE/ MISC Support & Maint for SDS | 1000 | 0% | 1000 | Nancy L | Purchased through Softchoice. | Nancy L
PRP-ZSD-OP-BSC | Software | Software | Zenoss | PRP-ZSD-OP-BSC | Basic-Support-Zenoss Service Dynamics - Perpetual | 10 | 0% | 10 | Nancy L | Perpetual license is $50.00, annual M&S is $10.00 | Nancy L
SKU: SUB-RM-OP-BSC, Resource Manager Subscription @$49.26 each for 3,167 units | Software | Software | Zenoss | SKU: SUB-RM-OP-BSC, Resource Manager Subscription @$49.26 each for 3,167 units | SKU: SUB-RM-OP-BSC, Resource Manager Subscription @$49.26 each for 3,167 units | 156006.42 | 0% | 156006.42 | Nancy L |  | Nancy L
zLock-zC14-14- aC13-1.2M / Black | Cables | Hardware | Zonit | zLock-zC14-14- aC13-1.2M / Black | zLock Power Cord, Locking C14 to locking C13, 14AWG x 1.2 Meter, Black | 14.15 | 0% | 14.15 | John K. |  | Sycomp
zLock-zC14-14- aC13-1.2M / Blue | Cables | Hardware | Zonit | zLock-zC14-14- aC13-1.2M / Blue | zLock Power Cord, Locking C14 to locking C13, 14AWG x 1.2 Meter, Blue | 15.03 | 0% | 15.03 | John K. |  | Sycomp
zLock-zC14-14- aC13-1.5M / Black | Cables | Hardware | Zonit | zLock-zC14-14- aC13-1.5M / Black | zLock Power Cord, Locking C14 to locking C13, 14AWG x 1.5 Meter, Black | 15.31 | 0% | 15.31 | John K. |  | Sycomp
zLock-zC14-14- aC13-1.5M / Blue | Cables | Hardware | Zonit | zLock-zC14-14- aC13-1.5M / Blue | zLock Power Cord, Locking C14 to locking C13, 14AWG x 1.5 Meter, Blue | 16.24 | 0% | 16.24 | John K. |  | Sycomp
zLock-zC14-14- aC13-1M / Black | Cables | Hardware | Zonit | zLock-zC14-14- aC13-1M / Black | zLock Power Cord, Locking C14 to locking C13, 14AWG x 1 Meter, Black | 13.12 | 0% | 13.12 | John K. |  | Sycomp
zLock-zC14-14- aC13-1M / Blue | Cables | Hardware | Zonit | zLock-zC14-14- aC13-1M / Blue | zLock Power Cord, Locking C14 to locking C13, 14AWG x 1 Meter, Blue | 14.04 | 0% | 14.04 | John K. |  | Sycomp
zlock-zC14-C14- C15-1.5M / Black | Cables | Hardware | Zonit | zlock-zC14-C14- C15-1.5M / Black | zLock-zC14-14-aC15-2m Dual Locking Power Cord, 14GA 1.5 Meter, Black | 15.96 | 0% | 15.96 | John K. |  | Sycomp
zlock-zC14-C14- C15-1.5M / Blue | Cables | Hardware | Zonit | zlock-zC14-C14- C15-1.5M / Blue | zLock-zC14-14-aC15-2m Dual Locking Power Cord, 14GA 1.5 Meter, Blue | 16.9 | 0% | 16.9 | John K. |  | Sycomp
zlock-zC20-C20- C19-1.5M / Black | Cables | Hardware | Zonit | zlock-zC20-C20- C19-1.5M / Black | zLock-zC20-12-aC19-2m zLock Power Cord, Locking C20 to Locking C19, 12AWG x 1.5 Meter, Black | 24.7 | 0% | 24.7 | John K. | Deb sub budget 11302018 | Sycomp
zlock-zC20-C20- C19-1.5M / Blue | Cables | Hardware | Zonit | zlock-zC20-C20- C19-1.5M / Blue | zLock-zC20-12-aC19-2m zLock Power Cord, Locking C20 to Locking C19, 12AWG x 1.5 Meter, Blue | 22.61 | 0% | 22.61 | John K. | Deb sub budget 11302018 | Sycomp
zlock-zC20-C20- C19-1M / Black | Cables | Hardware | Zonit | zlock-zC20-C20- C19-1M / Black | zLock-zC20-12-aC19-1m zLock Power Cord, Locking C20 to Locking C19, 12AWG x 1Meter, Black | 17.4 | 0% | 17.4 | John K. | Deb sub budget 11302018 | Sycomp
zlock-zC20-C20- C19-1M / Blue | Cables | Hardware | Zonit | zlock-zC20-C20- C19-1M / Blue | zLock-zC20-12-aC19-1m zLock Power Cord, Locking C20 to Locking C19, 12AWG x 1Meter, Blue | 18.33 | 0% | 18.33 | John K. | Deb sub budget 11302018 | Sycomp
PAN-PA-5220-TP-3YR-HA2 | Networking | Hardware | Palo Alto Networks | PAN-PA-5220-TP-3YR-HA2 | Threat prevention subscription 3-year prepaid, PS-506 HA Mode | 18500 | 32% | 12580 | Smita K |  | Sycomp
E-X4134A | Storage | Hardware | NetApp | E-X4134A | SSD 3.8TB | 12943.8 | 74.99% | 3237.24 | Rohit G |  | Sycomp
QK753C | Networking | Hardware | HPE | QK753C | HPE SN6000B 16Gb 48/24 FC Switch | 21060.6 | 45% | 11583.33 | Rohit G |  | Sycomp
H1K92A3 | Networking | Hardware | HPE | H1K92A3 | HPE 3Y Proactive Care 24x7 Service | 9136.78 | 25% | 6852.585 | Rohit G |  | Sycomp
H1K92A3 ZHG | Networking | Hardware | HPE | H1K92A3 ZHG | HPE B-series 16Gb SFP+SW XCVR | 445 | 65.03% | 155.6165 | Rohit G |  | Sycomp
QR481C | Networking | Hardware | HPE | QR481C | HPE SN6000B 16Gb 48/48 Pwr Pk+ FC Swch | 52583.3 | 45% | 28920.815 | Rohit G |  | Sycomp
H1K92A3 | Networking | Hardware | HPE | H1K92A3 | HPE 3Y Proactive Care 24x7 Service | 18247.9 | 25% | 13685.925 | Rohit G |  | Sycomp
QK724A | Networking | Hardware | HPE | QK724A | HPE B-series 16Gb SFP+SW XCVR | 405 | 65.03% | 141.6285 | Rohit G |  | Sycomp
PKG-3560-HPTRGM4-8x10GE | Networking | Hardware | Solace | PKG-3560-HPTRGM4-8x10GE | 3560 high performance topic routing guaranteed messaging configuration with: - 1 3560 chassis - 1 8x10GE Network Acceleration Blade (NAB) - 1 Topic Routing Blade (TRB) - 1 Assured Delivery Blade 4 (ADB-4) - 1 8G HBA - 1 Enterprise License - 2 RAID protected SSDs - 2 1000W 100V-240V AC power modules (1+1 redundant) - 1 rack mount kit - SolOS system software | 140000 | 0% | 140000 | Gilbert O |  | Sycomp
LIC-SolAdmin-Appl | Networking | Hardware | Solace | LIC-SolAdmin-Appl | Solace Systems SolAdmin -­‐ single appliance license. | 0 | 0% | 0 | Gilbert O |  | Sycomp
MTCE-H/W-STD-002 | Networking | Maint. & Support | Solace | MTCE-H/W-STD-002 | Solace Standard Support Plan for Enterprise Hardware One year in duration, renewable annually. | 22500 | 0% | 22500 | Gilbert O |  | Sycomp
OS-ONTAP1- CAP2-BASE - FAS8200 MC Qty 12 1.8TB | Storage | Hardware | NetApp | OS-ONTAP1- CAP2-BASE - FAS8200 MC Qty 12 1.8TB | ONTAP,Per- 5184 0.1TB,BASEBNDL | 381665.04 | 48.13% | 197969.6562 | Rohit G |  | Sycomp
EF570A 8 x 3.8 | Storage | Hardware | NetApp | EF570A 8 x 3.8 | EF570 8x3.8TB SSD, cables, rail kit | 120272.04 | 76.38% | 30068.01 | Rohit G |  | Sycomp
OS- SANTRICITY1 EF570A 8x3.8 | Storage | Hardware | NetApp | OS- SANTRICITY1 EF570A 8x3.8 | OS Enable,Per- 0.1TB,SANTRCTY | 106.98 | 81.48% | 19.81 | Rohit G |  | Sycomp
CS-O2 EF570A 8x3.8 | Storage | Maint. & Support | NetApp | CS-O2 EF570A 8x3.8 | SupportEdge Premium 4hr 36 Months, NRD | 23656.61 | 76.38% | 3548.49 | Rohit G |  | Sycomp
EF570A 24 X 3.8TB | Storage | Hardware | NetApp | EF570A 24 X 3.8TB | EF570 24x3.8TB SSD, cables, OS enablement, rail kit | 229136.04 | 76.94% | 57284.01 | Rohit G |  | Sycomp
OS- SANTRICITY1 EF570A 24 X 3.8TB | Storage | Hardware | NetApp | OS- SANTRICITY1 EF570A 24 X 3.8TB | OS Enable,Per- 0.1TB,SANTRCTY | 106.98 | 81.48% | 19.81 | Rohit G |  | Sycomp
CS-O2 EF570A 24 X 3.8TB | Storage | Maint. & Support | NetApp | CS-O2 EF570A 24 X 3.8TB | SupportEdge Premium 4hr 36 Months, NRD | 53166.14 | 85% | 7974.92 | Rohit G |  | Sycomp
DE224c 24x3.8TB | Storage | Hardware | NetApp | DE224c 24x3.8TB | DE224x 24x3.8TB expansion for EF570, cables, rail kit | 221604.12 | 80.56% | 43089.03 | Rohit G |  | Sycomp
OS- SANTRICITY1 - DE224c 24x3.8TB | Storage | Hardware | NetApp | OS- SANTRICITY1 - DE224c 24x3.8TB | OS Enable,Per- 0.1TB,SANTRCTY | 106.98 | 81.48% | 19.81 | Rohit G |  | Sycomp
CS-O2 - DE224c 24x3.8TB | Storage | Maint. & Support | NetApp | CS-O2 - DE224c 24x3.8TB | SupportEdge Premium 4hr 36 Months, NRD | 58583.69 | 85% | 8787.55 | Rohit G |  | Sycomp
DS224c 12x15.3TB | Storage | Hardware | NetApp | DS224c 12x15.3TB | DS224c 12x15.3TB expansion for A300, cables, rail kit | 316683 | 66.15% | 107204.95 | Rohit G |  | Sycomp
OS-ONTAP - DS224c 12x15.3TB | Storage | Hardware | NetApp | OS-ONTAP - DS224c 12x15.3TB | ONTAP,Per-0.1TB,Flash,Add-On,BASEBNDL | 285.14 | 83.17% | 47.99 | Rohit G |  | Sycomp
CS-O2 - DS224c 12x15.3TB | Storage | Maint. & Support | NetApp | CS-O2 - DS224c 12x15.3TB | SupportEdge Premium 4hr 36 Months, NRD | 321301.76 | 85% | 48195.28 | Rohit G |  | Sycomp
FAS8200 MC 4x1.8TB DS224c | Storage | Hardware | NetApp | FAS8200 MC 4x1.8TB DS224c | FAS8200 Metrocluster with 4x 1.8TB SAS shelves, Metrocluster switches, Metrocluster bridges, cables, cabinet, spare drives | 480206.8 | 59.24% | 195717.28 | Rohit G |  | Sycomp
OS-ONTAP FAS8200 MC 4x1.8TB DS224c | Storage | Maint. & Support | NetApp | OS-ONTAP FAS8200 MC 4x1.8TB DS224c | OS-Enablement Per .1TB | 1579 | 23.72% | 1204.5 | Rohit G |  | Sycomp
CS-O2 FAS8200 MC 4x1.8TB DS224c | Storage | Maint. & Support | NetApp | CS-O2 FAS8200 MC 4x1.8TB DS224c | SupportEdge Premium 4hr, 36 Months, NRD | 73050.76 | 85% | 10957.61 | Rohit G |  | Sycomp
GX30M39704 | Misc | Hardware | Lenovo | GX30M39704 | Lenovo Wired USB Mouse | 9.99 | 19.92% | 8 | Rohit G |  | Sycomp
4X30M86879 | Misc | Hardware | Lenovo | 4X30M86879 | Lenovo USB Wired Keyboard | 24.99 | 19.97% | 20 | Rohit G |  | Sycomp
60DFAAR1US | Misc | Hardware | Lenovo | 60DFAAR1US | ThinkVision E2054 19.5" Monitor | 119 | 20% | 95.2 | Rohit G |  | Sycomp
49Y7980 | Misc | Hardware | Lenovo | 49Y7980 | Intel X520 Dual Port 10GbE SFP+ Embedded Adapter | 499 | 22.69% | 385.77 | Rohit G |  | Sycomp
46C3447 | Misc | Hardware | Lenovo | 46C3447 | Lenovo 46C3447 SFP+ SR Transceiver | 729 | 89.91% | 73.53 | Rohit G |  | Sycomp
WRDB0E4B | Security | Hardware | Salto | WRDB0E4B | WR4000 wall reader Mifare BLE black |  |  | 350 | Walter F
DPE-301GS | Security | Hardware | Salto | DPE-301GS | PoE Splitter |  |  | 27.63 | Walter F
PCD04KB-50 | Security | Hardware | Salto | PCD04KB-50 | 50 Prox.Cards Desfire 4K (50 Cards per Pack) |  |  | 136.5 | Walter F
AR3357 | Power | Hardware | Schneider | AR3357 | NetShelter SX 48U 750mm Wide x 1200mm Deep Networking Enclosure with Sides Black | 4051.45 | 48.59% | 2082.85 | Kirk B. |  | Sycomp
FTLX1471D3BCV | Networking | Hardware | Finisar | FTLX1471D3BCV | 1G/10G Dual-Rate SFP+ SMF optical xcvr |  |  | 57.75 | Kacton D |  | Sycomp
AP8881 | Power | Hardware | Schneider | AP8881 | ? | 1672.03 | 48.59% | 859.6 | Kirk B. |  | Sycomp
PRP-ZSD-OP | Software | Software | Zenoss | PRP-ZSD-OP | Service Dynamics - Perpetual |  |  | 50 | Nancy L | Unit cost per 2015 agreement and PR91382166 May 2018 | Nancy L
CxOSA | Software | Software | Checkmarx | CxOSA | CxOSA (1 year) - JMET |  |  | 19401.07
Maintenance and Support (MUS) | Software | Maint. & Support | Checkmarx | Maintenance and Support (MUS) | Maintenance and Support (MUS) (1 year) - JMET |  |  | 22459.25
MSPPROSUB - QTY 5 | Software | Software | Rapid7 | MSPPROSUB - QTY 5 | Metasploit Pro Single User Subscription - Incl Main & Support for yr for 5 USERS |  |  | 47674.8
Portswigger | Software | Software | Rapid7 | Portswigger | Burp Suite Enterprise Edition with 5 agents for 1 year |  |  | 6500
NetApp Maintenance JMET FY20 | Storage | Maint. & Support | NetApp | NetApp Maintenance JMET FY20 | Annual H/W Maintenance $3,628,473.30 |  |  | 3628473.3
UTPSP2.5MRDY | Cables | Hardware | Panduit | UTPSP2.5MRDY |  |  |  | 5.09 |  | TBC, Placeholder 8/1/19 WF
PAN-PA-3260 | Networking | Hardware | Palo Alto Networks | PAN-PA-3260 | Palo Alto Networks PA-3260 | 36000 | 47% | 19080 | Smita K |  | Sycomp
PAN-PA-3260-TP-3YR-HA2 | Networking | Maint. & Support | Palo Alto Networks | PAN-PA-3260-TP-3YR-HA2 | Threat prevention subscription 3-year prepaid for device in an HA pair, PA-3260 | 13825 | 30% | 9677.5 | Smita K |  | Sycomp
PAN-SVC-PREM-3260-3YR | Networking | Maint. & Support | Palo Alto Networks | PAN-SVC-PREM-3260-3YR | Premium support 3-year prepaid, PA-3260 | 13400 | 40% | 8040 | Smita K |  | Sycomp
3023158-E7 | Networking | Hardware | Citrix | 3023158-E7 | Citrix NetScaler SDX 15020-50G | 95000 | 63% | 35150 | Gilbert O |  | Sycomp
Citrix ADC MPX AC Power Supply 1000w FRU | Networking | Hardware | Citrix | Citrix ADC MPX AC Power Supply 1000w FRU | Citrix ADC MPX AC Power Supply 1000w FRU | 2500 | 63% | 925 | Gilbert O | Need actual P/N, 8/5/19 | Sycomp
SRX4100-AC | Networking | Hardware | Juniper | SRX4100-AC | SRX4100 hardware with two AC PSU | 28000 | 60% | 11200 | Smita K |  | Sycomp
SRX4100-JSB | Networking | Hardware | Juniper | SRX4100-JSB | JunOS Base software for SRX4100 | 23000 | 40% | 13800 | Smita K |  | Sycomp
SVC-COR-SRX4100JSB | Networking | Hardware | Juniper | SVC-COR-SRX4100JSB | JNPR Care Core Supt SRX4100-JSB Service Period :36 Months | 9915.66 | 19.86% | 7946.41 | Smita K |  | Sycomp
SVC-SD-SRX4100HW | Networking | Hardware | Juniper | SVC-SD-SRX4100HW | JNPR Care SD Supt SRX4100 HW ONLY Service Period :36 Months | 10699.65 | 19.86% | 8574.7 | Smita K |  | Sycomp
DCS-7280SRAM-48C6-F | Networking | Hardware | Arista | DCS-7280SRAM-48C6-F | Arista 7280RA, 48x10GbE (SFP+) & 6x100GbE QSFP switch router, AlgoMatch and MACsec, expn mem, SSD, front to rear air, 2x AC | 37995 | 75% | 9498.75 | Smita K |  | Sycomp
LIC-FIX-2-MACSEC | Networking | Hardware | Arista | LIC-FIX-2-MACSEC | MACSEC Encryption License for Arista Fixed switches, 1-6 MACSEC capable ports | 9995 | 75% | 2498.75 | Smita K |  | Sycomp
PT-P950NW | Misc | Hardware | Brother | PT-P950NW | PTP-950NW Wireless Powered Network Laminated Label Printer |  |  | 635 | Walter F |  | Sycomp
zLock-zC14-14-aC13-.6m / Black | Cables | Hardware | Zonit | zLock-zC14-14-aC13-.6m / Black | zLock-zC14-14-aC13-.6m zLock Power Cord, Locking C14 to locking C13, 14AWG x .6 Meter,Black |  |  | 13.8 | John K. |  | Sycomp
zLock-zC14-14-aC13-.6m / Red | Cables | Hardware | Zonit | zLock-zC14-14-aC13-.6m / Red | zLock-zC14-14-aC13-.6m zLock Power Cord, Locking C14 to locking C13, 14AWG x .6 Meter,Red |  |  | 14.85 | John K. |  | Sycomp
zLock-zC14-14-aC13-1.2m / Red | Cables | Hardware | Zonit | zLock-zC14-14-aC13-1.2m / Red | zLock-zC14-14-aC13-1.2m zLock Power Cord, Locking C14 to locking C13, 14AWG x 1.2Meter,Red |  |  | 17.01 | John K. |  | Sycomp
zLock-zC14-14-aC13-2m / Black | Cables | Hardware | Zonit | zLock-zC14-14-aC13-2m / Black | zLock-zC14-14-aC13-2m zLock Power Cord, Locking C14 to locking C13, 14AWG x 2 Meter, Black |  |  | 19.46 | John K. |  | Sycomp
zLock-zC14-14-aC13-2m / Red | Cables | Hardware | Zonit | zLock-zC14-14-aC13-2m / Red | zLock-zC14-14-aC13-2m zLock Power Cord, Locking C14 to locking C13, 14AWG x 2 Meter, Red |  |  | 23.63 | John K. |  | Sycomp
zLock-zC14-18-aC15-1.5m/ Black | Cables | Hardware | Zonit | zLock-zC14-18-aC15-1.5m/ Black | zLock-zC14-18-aC15-1.5m zLock Power Cord, Locking C14 to locking C15, 14AWG x 1.5 Meter, Black |  |  | 18.09 | John K. |  | Sycomp
zLock-zC14-18-aC15-1.5m/ Red | Cables | Hardware | Zonit | zLock-zC14-18-aC15-1.5m/ Red | zLock-zC14-14-aC13-2m zLock Power Cord, Locking C14 to locking C13, 14AWG x 2 Meter, Red |  |  | 19.12 | John K. |  | Sycomp
zLock-zC19-19-aC20-2m / Black | Cables | Hardware | Zonit | zLock-zC19-19-aC20-2m / Black | zLock-zC19-19-aC20-2m zLock Power Cord, Locking C19 to locking C20, 14AWG x 2 Meter, Black |  |  | 23.63 | John K. |  | Sycomp
zLock-zC19-19-aC20-2m /Red | Cables | Hardware | Zonit | zLock-zC19-19-aC20-2m /Red | zLock-zC19-19-aC20-2m zLock Power Cord, Locking C19 to locking C20, 14AWG x 2 Meter, Red |  |  | 23.63 | John K. |  | Sycomp
DCS-7280SRAM-48C6-F | Networking | Hardware | Arista | DCS-7280SRAM-48C6-F | Arista 7280RA, 48x10GbE (SFP+) & 6x100GbE QSFP switch router, AlgoMatch and MACsec, expn mem, SSD, front to rear air, 2x AC | 37995 | 75% | 9498.75 | Smita K |  | Sycomp
SVC-7280SRAM-48C6- 1M-NB | Networking | Maint. & Support | Arista | SVC-7280SRAM-48C6- 1M-NB | 1 Month A-Care Software & NBD Hardware Replacement/Same Day Ship for 7280SRAM-48C6 | 255 | 82% | 45.9 | Smita K |  | Sycomp
LIC-FIX-2-MACSEC | Networking | Hardware | Arista | LIC-FIX-2-MACSEC | MACSEC Encryption License for Arista Fixed switches, 1-6 MACSEC capable ports | 9995 | 75% | 2498.75 | Smita K |  | Sycomp
CCS-720XP-48Y6-2F-NA | Networking | Hardware | Arista | CCS-720XP-48Y6-2F-NA | 48x1G POE, 6x25G SFP switch, front to USD rear air, AC (2), NA Power Cords | 11090 | 65% | 3881.5 | Smita K |  | Sycomp
EX-XFP-10GE-SR | Networking | Hardware | Juniper | EX-XFP-10GE-SR | XFP 10GBase-SR 10 GE Opt Mod | 2000 | 90% | 200 | Smita K |  | Sycomp
EX-XFP-10GE-LR | Networking | Hardware | Juniper | EX-XFP-10GE-LR | XFP 10GBase-LR 10 GE Opt Mod,EX3200 | 4800 | 90% | 480 | Smita K |  | Sycomp
2110730 | Power | Hardware | Vertiv | 2110730 | Knurr E series rack800mm x 1200mm 48U height | 1800 | 27.89% | 1298 | Kirk B. |  | Sycomp
2100153 | Power | Hardware | Vertiv | 2100153 | Vertical Cable Organizer, 8 Cable Rings, Zero U (order 3 per rack) | 180 | 23.61% | 137.5 | Kirk B. |  | Sycomp
2100151 | Power | Hardware | Vertiv | 2100151 | Horizontal Cable Manager, 2U x 6" Deep, Single-Sided with Cover 2U width, 75mm depth | 35 | 24.57% | 26.4 | Kirk B. |  | Sycomp
2100150 | Power | Hardware | Vertiv | 2100150 | Horizontal Cable Manager, 1U x 6" Deep, Single-Sided with Cover 1U width, 75mm depth | 30 | 26.67% | 22 | Kirk B. |  | Sycomp
2100149 | Power | Hardware | Vertiv | 2100149 | 200 PK 1U Blanking Panel Kit 19IN BLK MOD | 1000 | 34% | 660 | Kirk B. |  | Sycomp
2352244 | Power | Hardware | Vertiv | 2352244 | UF-LTS16-1P 16A Single Phase Load Transfer Switch | 620 | 34.71% | 404.8 | Kirk B. |  | Sycomp
GS30001L - MGS3EGB0-24PK33- 2PS56B2A10-S-A | Power | Hardware | Vertiv | GS30001L - MGS3EGB0-24PK33- 2PS56B2A10-S-A | GEIST - Managed PDU, vertical w/ qty-21 C13 & qty-3 C19 receptacles | 1579 | 23.72% | 1204.5 | Kirk B. |  | Sycomp
1201747 | Power | Hardware | Vertiv | 1201747 | 1PH Input/1PH Output Rack / tower 6kVA UPS | 1520 | 34.29% | 998.8 | Kirk B. |  | Sycomp
2010017 | Power | Hardware | Vertiv | 2010017 | 1+1 Parallel POD | 1200 | 32.17% | 814 | Kirk B. |  | Sycomp
2010024 | Power | Hardware | Vertiv | 2010024 | One-layer 2U Battery Sub.(ITA2 5-20KAssembled 12V Batt. 16PCS/9Ah) | 1080 | 34.2% | 710.6 | Kirk B. |  | Sycomp
Installation and Implementation per system | Power | Hardware | Vertiv | Installation and Implementation per system | Installation and Implementation per system- Delivery and positioning of UPS and 2 Battery rack with supporting frame- Termination of UPS input power cable (cable are provided and install by others, terminated by Vertiv) - Installation of battery on battery rack include battery inter-link and insultation cover- Termination of UPS out power cable. (cables are provided and installed by others, terminated by Vertiv)- Equipment startup with function test- Project Management & Pre-Site Inspection | 20000 | 34% | 13200 | Kirk B. |  | Sycomp
3-Year Warranty | Power | Hardware | Vertiv | 3-Year Warranty | 3-Year Warranty including 2 Preventive Maintenance Visits / Year and Essential Services including Remote Monitoring and Pro-Active On-Site Service | 20000 | 34% | 13200 | Kirk B. |  | Sycomp
HLS-75R4 | Cables | Hardware | Panduit | HLS-75R4 | Tak-Ty Hook And Loop Cable Tie, Continuous Roll, 50lbs Min Tensile Strength, Variable Max Bundle Diameter, 0.750 Width, 75.0ft |  |  | 93.24 | John K. | Updated to correct PN | Sycomp
AFF A300 MC 14x15.3TB | Storage | Maint. & Support | NetApp | AFF A300 MC 14x15.3TB | AFF A300 MC with 4x DS224c 14x15.3TB, cables, Metrocluster switches | 1598956.56 | 57.64% | 677315.71
5PS7A01558 | Servers | Maint. & Support | Lenovo | 5PS7A01558 | Premier with Essential - 3Yr 24x7 4Hr Response + YourDrive YourData | 2079 | 15% | 1767.15
SVC-7050SX-1M-NB | Networking | Maint. & Support | Arista | SVC-7050SX-1M-NB | 1 Month A-Care Software & NBD Hardware Replacement/Same Day Ship for 7050SX-64 | 45 | 80.67% | 8.7
UTPSP2.5MRDY | Cables | Hardware | Panduit | UTPSP2.5MRDY | Copper Patch Cord, Cat 6, Red UTP Cable, 2.5 Meter |  |  | 5.8
GS30001L - MGS3EGB0-24PK33- 2PS56B2A10-S-A | Power | Hardware | Vertiv | GS30001L - MGS3EGB0-24PK33- 2PS56B2A10-S-A | GEIST - Managed PDU, vertical w/ qty-21 C13 & qty-3 C19 receptacles | 1579 | 23.72% | 1204.5
locking C13 to C14, 0.6m | Power | Hardware |  | locking C13 to C14, 0.6m | power cord kit(6 ea), locking C13 to C14, 0.6m | 160 | 17.5% | 132
locking C13 to C14, 1.2m | Power | Hardware |  | locking C13 to C14, 1.2m | power cord kit(6 ea), locking C13 to C14, 1.2m | 220 | 25% | 165
locking C13 to C14, 1.8m | Power | Hardware |  | locking C13 to C14, 1.8m | power cord kit(6 ea), locking C13 to C14, 1.8m | 280 | 25.36% | 209
locking C19 to C20 | Power | Hardware |  | locking C19 to C20 | power cord kit (6 ea), locking, C19 to C20, 1.8m | 320 | 17.5% | 264
WQSC-Shipment service | Power | Installation | Schneider | WQSC-Shipment service | Shipment service, Disassembly service, Assemlby and installation service (UPS, battery, modules, battery cubics, PD cubics, Racks, PDU |  |  | 15790.68 |  | FY19 estimate
AGSLABOUR-Startup Service | Power | Installation | Schneider | AGSLABOUR-Startup Service | Startup Service |  |  | 1521.72 |  | FY19 estimate
AGSLABOUR-DECOMMISSION | Power | Installation | Schneider | AGSLABOUR-DECOMMISSION | Decommission service |  |  | 1521.72 |  | FY19 estimate
WQSC - Project Management | Power | Installation | Schneider | WQSC - Project Management | Project Management - Logistics coordination, single point of contact, project planning and installation supervision |  |  | 8143.05 |  | FY19 estimate
UPS | Power | Installation | Vertiv | UPS | APM150 UPS 30kVA Main Power Subassembly for Rack-mounted UPS, capacity for 120kVA + 30kVA (N+1) |  |  | 7920
Electric Cabinet | Power | Installation | Vertiv | Electric Cabinet | Electric Cabinet for Rack-mounted Standard High-Frequency Link 3PH I/O 150kVA Intelligent UPS (4+1 @ 30kVA Module). |  |  | 6380
Network Card | Power | Installation | Vertiv | Network Card | SIC Network card |  |  | 363
Battery Cabinet | Power | Installation | Vertiv | Battery Cabinet | Battery Cabinet PM-32 with BCB (Two battery cabinet per UPS) |  |  | 2750
Battery | Power | Installation | Vertiv | Battery | Battery (2*32 battery per string) Reference to 80kVA / 80KW capacity, 60 40 minutes |  |  | 165
Battery Monitoring System | Power | Installation | Vertiv | Battery Monitoring System | Battery Monitoring System |  |  | 13200
Installation and Implementation per system - FULL JMET | Power | Installation | Vertiv | Installation and Implementation per system - FULL JMET | Installation and Implementation per system - Delivery and positioning of UPS and 2 Battery rack with supporting frame - Termination of UPS input power cable (cable are provided and install by others, terminated by Vertiv) - Installation of battery on battery rack include battery inter-link and insultation cover - Termination of UPS out power cable. (cables are provided and installed by others, terminated by Vertiv) - Equipment startup with function test - Project Management & Pre-Site Inspection |  |  | 15400
3-Year Warranty - Full JMET | Power | Installation | Vertiv | 3-Year Warranty - Full JMET | 3-Year Warranty including 2 Preventive Maintenance Visits / Year and Essential Services including Remote Monitoring and Pro-Active On-Site Service |  |  | 33000
3023764-E7 | Networking | Hardware | Citrix | 3023764-E7 |  | 68000 | 63% | 25160
00D9676 | Misc | Hardware | Lenovo | 00D9676 | MECH Mellanox QSFP to SFP+ adapter | 75 | 40% | 45
HYIA | Servers | Hardware | Hyve | HYIA | HYIA |  |  | 3578.62 | Rohit G | Rohit 8/9
WAGSLABOUR | Power | Installation | Schneider | WAGSLABOUR | WAGSLABOUR |  |  | 3381.6
WQSC Battery Replacement | Power | Installation | Schneider | WQSC Battery Replacement | WQSC Battery Replacement |  |  | 3000
Installation/Commission Panda | Power | Installation | Schneider | Installation/Commission Panda | Installation/Commission Panda |  |  | 3000
Waycom1 | Networking | Installation | Waycom | Waycom1 | Waycom Install Panda |  |  | 8000
Waycom2 | Networking | Installation | Waycom | Waycom2 | Waycom Install FATP Upgrade (sm) |  |  | 5500
Waycom3 | Networking | Installation | Waycom | Waycom3 | Waycom Install FATP |  |  | 22000
LanTro1 | Networking | Installation | Lantro | LanTro1 | LanTro installations HK2 |  |  | 3000
LanTro2 | Networking | Installation | Lantro | LanTro2 | LanTro Panda Installation outside China |  |  | 7000
Sycomp $5K | Networking | Installation | Sycomp | Sycomp $5K | Installation $5K |  |  | 5000
HYGQ | Servers | Hardware | Hyve | HYGQ | HYGQ |  |  | 9373.86 | Rohit G | per Ryan 8/23
HYHK | Servers | Hardware | Hyve | HYHK | HYHK |  |  | 2709.14 | Rohit G | per Ryan 8/23
ATRN102-102I82C20 | Power | Hardware | Vertiv | ATRN102-102I82C20 | Auto Transfer Switch 16A, 208V, 3.3kW, Horizontal, (8) IEC C13, (2) IEC C19, 10ft power cords with C20 |  |  | 404.8 |  | per JC 8/23
NS30017L | Power | Hardware | Vertiv | NS30017L | Switched, Unit Level Monitoring EC, Upgradeable, 30A, 120/208V WYE, 3 Phase, Vertical, (30) |  |  | 1262.07 |  | Per JC 8/23
AFF A300 4x3.8TB | Storage | Hardware | NetApp | AFF A300 4x3.8TB | AFF A300 4x DS224c 3.8TB, cabinet, cables |  |  | 315194.02 |  | Per JC 8/23
SW-FLASH- BUNDLE-2P | Storage | Hardware | NetApp | SW-FLASH- BUNDLE-2P | ONTAP,Per-0.1TB,FlashBundle,Ult-Perf |  |  | 62.6 |  | Per JC 8/23
CS-O2 | Storage | Maint. & Support | NetApp | CS-O2 | SupportEdge Premium 4hr 36 Months, NRD |  |  | 34157.66 |  | Per JC 8/23
INSTRUCTIONS:
1. ADD NEW ITEMS TO BOTTOM OF LIST IN BLUE TEXT
2. HIGHLIGHT ROW OF EOL P/N'S WITH RED, DELETE PRICE IN COLUMN "I". Add Replacement part number in "GSM Comments" Column K. Copy Column K content into Column "I".
3. IF THERE IS A NEW P/N REPLACING EXISTING P/N, LIST OLD P/N UNDER GSM COMMENTS, COLUMN K FOR TRACBILITY. Copy Column K content into Column "I".
4. LIST YOUR INITIAL IN THE UPDATED BY COLUMN IF YOU HAVE UPDATED ANY CONTENT IN THE ROW
COLOR CODES - ROWS
CURRENT P/N
DISCONTINUED
NEW ADDITION TO FILE
PRICE BASED ON PROJECT START DATE
APPLE SOURCE DIRECT, NOT FROM SYCOMP
NOTES:
1. 04/18/19 - GSM changed from Gilbert O to Smita K. for - Arista, Palo Alto, Junipter, Cisco and Gigamon( not listed here)
2. 06/12/19 - GSM changed from Jermery S to John K. for - Panduit
3. 06/25/19 - New Updated from Sycomp. New parts from row 708
3. 07/15/19 - Reformat file columns and add instructions to update and use file.
4. 07/17/19 - Sycomp update rows 719 to 734
5. 07/22/19 - Sycomp update rows 735 to 743